## ΑΡΧΙΚΗ
ΑΝΘΟΚΗΠΩΝ 38
ΕΥΟΣΜΟΣ ΘΕΣΣΑΛΟΝΙΚΗΣ
ΤΚ56224
ΤΗΛ. | 2310 688178
KIN. | 6974 330710
ΚΙΝ. | 6949 061508
e-mail: | enerel.ltd@gmail.com
website: | enerel.gr
Α.Φ.Μ 800376804
Δ.Ο.Υ ΑΜΠΕΛΟΚΗΠΩΝ

## PALAZZOLI
ΚΩΔΙΚΟΣ ENEREL | ΚΩΔΙΚΟΣ ΠΡΟΪΟΝΤΟΣ | ΠΕΡΙΓΡΑΦΗ ΠΡΟΪΟΝΤΟΣ | ΣΥΣΚΕΥΑΣΙΑ (τεμαχ.) | ΒΑΡΟΣ (kg) | ΤΙΜΗ ΜΟΝΑΔΟΣ ENEREL ΟΚΤΩΒΡΙΟΣ 2025
| BBVFA1840SB | BRAVO-FL FLOODLIGHT 20W SYMMETRICAL OPTICS 120° IP65 | 1 | 0.8 | 43.3745
| BBVFB1840SB | BRAVO-FL FLOODLIGHT 50W SYMMETRICAL OPTICS 120° IP65 | 1 | 1.2 | 91.7382
| BBVFC1840SB | BRAVO-FL FLOODLIGHT 100W SYMMETRICAL OPTICS 120° IP65 | 1 | 2.6 | 189.5091
| BBVFD1840SB | BRAVO-FL FLOODLIGHT 150W SYMMETRICAL OPTICS 120° IP65 | 1 | 3.9 | 309.2727
| BBVFE1840SB | BRAVO-FL FLOODLIGHT 200W SYMMETRICAL OPTICS 120° IP65 | 1 | 3.825 | 320.88
| BBVHA9840SB | BRAVO-HB HIGH BAY 100W OPTICS 90° IP65 | 1 | 3.2 | 277.8618
| BBVHA9840SC | BRAVO-HB HIGH BAY 100W OPTICS 90° IP65 | 1 | 3.2 | 216.26
| BBVHB9840SC | BRAVO-HB HIGH BAY 150W OPTICS 90° IP65 | 1 | 3.225 | 272.06
| BBVHC9840SC | BRAVO-HB HIGH BAY 150W OPTICS 90° IP65 | 1 | 3.225 | 329.03
| BBVHC1840SB | BRAVO-HB HIGH BAY 190W OPTICS 120° IP65 | 1 | 4.587 | 405.7709
| BBVWA0840SB | BRAVO-WL L600 LIGHTING 20W SYMMETRICAL OPTICS 120° IP65 | 1 | 0.495 | 71.3745
| BBVWB0840SB | BRAVO-WL L1200 LIGHTING 35W SYMMETRICAL OPTICS 120° IP65 | 1 | 0.802 | 87.2073
| BBVWC0840SB | BRAVO-WL L1500 LIGHTING 50W SYMMETRICAL OPTICS 120° IP65 | 1 | 0.973 | 104.6436
| P101021 | TAIS MIGNON JUNCTON BOX IN THERMOSETTING (GRP) 62 X 80 X 38MM INLETS 2XM20 | 12 | 0.153 | 22.9345
| P101022 | TAIS MIGNON JUNCTON BOX IN THERMOSETTING (GRP) 62 X 80 X 46MM INLETS 2XM20 | 10 | 0.157 | 24.8945
| P101025 | TAIS MIGNON JUNCTON BOX IN THERMOSETTING (GRP) 62 X 80 X 38MM WITH TERMINALS 4X6MM² 2XM20 | 12 | 0.185 | 37.6727
| P101031 | TAIS MIGNON JUNCTON BOX IN THERMOSETTING (GRP) 62 X 80 X 38MM INLETS 3XM20 | 10 | 0.149 | 26.2182
| P101035 | TAIS MIGNON JUNCTON BOX IN THERMOSETTING (GRP) 62 X 80 X 38MM WITH TERMINALS 4X6 MM² 3XM20 | 10 | 0.189 | 38.6145
| P101041 | TAIS MIGNON JUNCTON BOX IN THERMOSETTING (GRP) 62 X 80 X 38MM INLETS 4XM20 | 12 | 0.148 | 31.4873
| P101045 | TAIS MIGNON JUNCTON BOX IN THERMOSETTING (GRP) 62 X 80 X 38MM WITH TERMINALS 4X6 MM² 4XM20 | 12 | 0.208 | 44.2655
| P101061 | TAIS MIGNON JUNCTON BOX IN THERMOSETTING (GRP) 62 X 80 X 38MM INLETS 6XM20 | 12 | 0.179 | 46.5055
| P101081 | TAIS MIGNON JUNCTON BOX IN THERMOSETTING (GRP) 125 X 77 X 55MM INLETS 2XM25 | 12 | 0.356 | 37.1636
| P101092 | TAIS MIGNON THERMOSETTING ENCLOSURE DIMENSIONS 62 X 80 X 36MM INLETS 1XM20 | 10 | 0.115 | 16.5964
| P101095 | TAIS MIGNON JUNCTION TERMINAL BLOCKS FOR WATERTIGHT BOXES 4X6 MM² 500V | 10 | 0.036 | 23.0618
| P101096 | TAIS MIGNON JUNCTION TERMINAL BLOCKS FOR WATERTIGHT BOXES 4X6 MM² 380V | 20 | 0.043 | 15.68
| P101121 | TAIS MIGNON JUNCTON BOX IN THERMOSETTING (GRP) 77 X 102 X 55MM INLETS 2XM25 | 8 | 0.268 | 39.9127
| P101151 | TAIS MIGNON JUNCTON BOX IN THERMOSETTING (GRP) 77 X 102 X 48MM INLETS 6XM20 | 10 | 0.311 | 60.8873
| P101156 | TAIS MIGNON JUNCTON BOX IN THERMOSETTING (GRP) 77 X 102 X 48MM WITH TERMINALS 5X6 MM² 6XM20 | 10 | 0.376 | 81.1745
| P101157 | TAIS MIGNON JUNCTON BOX IN THERMOSETTING (GRP) 77 X 102 X 48MM WITH TERMINALS 5X6 MM² 6XM25 | 10 | 0.341 | 77.7382
| P101161 | TAIS MIGNON JUNCTON BOX IN THERMOSETTING (GRP) 77 X 102 X 48MM INLETS 6XM25 | 1 | 0.293 | 60.8873
| P101191 | TAIS MIGNON THERMOSETTING ENCLOSURE DIMENSIONS 77 X 102 X 42MM INLETS 1XM25 | 1 | 0.159 | 32.2764
| P101221 | TAIS MIGNON MODULAR WATERTIGHT PANEL ENCLOSURES IN THERMOSETTING MATERIAL | 10 | 0.065 | 13.0327
| P112020 | RONDO JUNCTION BOX IN ALUMINIUM ALLOY DIA 62MM CABLE GLAND 2XM20 | 1 | 0.152 | 33.3455
| P112030 | RONDO JUNCTION BOX IN ALUMINIUM ALLOY DIA 62MM CABLE GLAND 3XM20 | 10 | 0.186 | 37.8255
| P112040 | RONDO JUNCTION BOX IN ALUMINIUM ALLOY DIA 62MM CABLE GLAND 4XM20 | 1 | 0.183 | 39.9127
| P112094 | CONTACT JUNCTION TERMINAL BLOCKS 4X6 MM² FOR 500V JUNCTION BOXES | 30 | 0.071 | 20.9491
| P113020 | RONDO JUNCTION BOX IN ALUMINIUM ALLOY DIA 82MM CABLE GLAND 2XM25 IP54 | 1 | 0.275 | 41.2364
| P113030 | RONDO JUNCTION BOX IN ALUMINIUM ALLOY DIA 82MM CABLE GLAND 3XM25 | 10 | 0.306 | 45.7164
| P113040 | RONDO JUNCTION BOX IN ALUMINIUM ALLOY DIA 82MM CABLE GLAND 4XM25 IP54 | 1 | 0.32 | 49.8145
| P113094 | CONTACT JUNCTION TERMINAL BLOCKS 4X10 MM² FOR 500V JUNCTION BOXES | 20 | 0.148 | 26.7527
| P113194 | CONTACT CONNECTING DEVICE WITH MANTEL TERMINALS 4X16 MM | 1 | 0.17 | 60.6073
| P115135 | NAVE JUNCTION BOX IN BRASS UNAV 1398 WITH TERMINAL BLOCK 4X6 MM² -CABLE GLAND 24X14 | 1 | 0.95 | 216.0836
| P115200 | NAVE THERMOSETTING JUNCTION BOX 92X92X100 WITH TERMINALS 4X6 MM² BLIND WALLS | 1 | 0.49 | 192.3855
| P115201 | NAVE THERMOSETTING JUNCTION BOX 125X92X100 WITH TERMINALS 2X4X6 MM² BLIND WALLS | 1 | 0.697 | 274.0691
| P115202 | NAVE THERMOSETTING JUNCTION BOX 125X92X100 WITH TERMINALS 2X6X6 MM² BLIND WALLS | 1 | 0.698 | 304.3855
| P115628 | NAVE JUNCTION BOX IN BRASS WITH DOUBLE OPPOSITE ENTRIES WITH TERMINALS 4X6 MM² AND CABLE GLANDS | 1 | 0.752 | 200.2764
04-10-15002 1 | P150021EX | ALUPRES-EX JUNCTION BOX IN ALUMINIUM ALLOY 155X155X73 IP66 2D 2G | 1 | 1.045 | 112.7891
| P151011 | TUNNEL54 JUNCTION BOX FOR THROUGH LINE FOR SINGLE-POLE CABLES 185X185X105 TERMINAL BOARD 2X6 MM² SPUR WITH CABLE GLAND | 1 | 2 | 297.1818
| P151022 | TUNNEL54 JUNCTION BOX FOR THROUGH LINE FOR SINGLE-POLE CABLES 185X185X105 TERMINAL BOARD 2X16 MM² SPUR WITH CABLE GLAND | 1 | 2 | 302.7564
| P151034 | TUNNEL54 JUNCTION BOX FOR THROUGH LINE FOR SINGLE-POLE CABLES 185X252X105 TERMINAL BOARD 2X35 MM² SPUR WITH CABLE GLAND | 1 | 3 | 354.3782
| P151045 | TUNNEL54 JUNCTION BOX FOR THROUGH LINE FOR SINGLE-POLE CABLES 252X315X193 TERMINAL BOARD 2X70 MM² SPUR WITH CABLE GLAND | 1 | 7 | 581.7891
| P151241 | TUNNEL54 JUNCTION BOX FOR THROUGH LINE FOR MULTIPOLE CABLES 185X252X152 TERMINAL BOARD 4X6 MM² SPUR WITH CABLE GLAND | 1 | 3 | 333.4545
| P151242 | TUNNEL54 JUNCTION BOX FOR THROUGH LINE FOR MULTIPOLE CABLES 185X252X152 TERMINAL BOARD 4X10 MM² SPUR WITH CABLE GLAND | 1 | 3 | 340.4291
| P151252 | TUNNEL54 JUNCTION BOX FOR THROUGH LINE FOR MULTIPOLE CABLES 185X252X105 TERMINAL BOARD 4X16 MM² SPUR WITH CABLE GLAND | 1 | 3 | 390.6509
| P151264 | TUNNEL54 JUNCTION BOX FOR THROUGH LINE FOR MULTIPOLE CABLES 185X252X105 TERMINAL BOARD 4X35 MM² SPUR WITH CABLE GLAND | 1 | 3 | 417.1491
| P151275 | TUNNEL54 JUNCTION BOX FOR THROUGH LINE FOR MULTIPOLE CABLES 252X315X193 TERMINAL BOARD 4X50 MM² SPUR WITH CABLE GLAND | 1 | 7 | 673.8582
| P151285 | TUNNEL54 JUNCTION BOX FOR THROUGH LINE FOR MULTIPOLE CABLES 252X315X193 TERMINAL BOARD 4X70 MM² SPUR WITH CABLE GLAND | 1 | 7 | 758.9782
| P151301 | FIREBOX JUNCTION BOX IN STEEL 150X150X90 | 1 |  | 176.58
| P151304 | FIREBOX JUNCTION BOX IN STEEL 250x250x130 | 1 |  | 210.81
| P151311 | TUNNEL54 JUNCTION BOX FOR THROUGH LINE FOR SINGLE-POLE CABLES 185X185X105 TERMINAL BOARD 2X6 MM² SPUR WITH CABLE GLAND | 1 | 2 | 320.88
| P151322 | TUNNEL54 JUNCTION BOX FOR THROUGH LINE FOR SINGLE-POLE CABLES 185X185X105 TERMINAL BOARD 2X16 MM² SPUR WITH CABLE GLAND | 1 | 2 | 325.08
| P151334 | TUNNEL54 JUNCTION BOX FOR THROUGH LINE FOR SINGLE-POLE CABLES 185X252X105 TERMINAL BOARD 2X35 MM² SPUR WITH CABLE GLAND | 1 | 3 | 371.1018
| P151345 | TUNNEL54 JUNCTION BOX FOR THROUGH LINE FOR SINGLE-POLE CABLES 252X315X193 TERMINAL BOARD 2X70 MM² SPUR WITH CABLE GLAND | 1 | 0.611 | 598.5127
| P151351 | FIREBOX-T54 JUNCTION BOX IN STEEL 250x250x130 5x16MM2 | 1 |  | 287.41
| P151353 | FIREBOX-T54 JUNCTION BOX IN STEEL 250x250x130 5x35MM2 | 1 |  | 337.63
| P151355 | FIREBOX-T54 JUNCTION BOX IN STEEL 150x150x90 5x6MM2 | 1 |  | 206.49
| P151441 | TUNNEL54 JUNCTION BOX FOR THROUGH LINE FOR MULTIPOLE CABLES 185X252X105 TERMINAL BOARD 4X6 MM² SPUR WITH CABLE GLAND | 1 | 3 | 357.1527
| P151442 | TUNNEL54 JUNCTION BOX FOR THROUGH LINE FOR MULTIPOLE CABLES 185X252X152 TERMINAL BOARD 4X10 MM² SPUR WITH CABLE GLAND | 1 | 3 | 390.6509
| P151452 | TUNNEL54 JUNCTION BOX FOR THROUGH LINE FOR MULTIPOLE CABLES 185X252X105 TERMINAL BOARD 4X16 MM² SPUR WITH CABLE GLAND | 1 | 3 | 408.7745
| P151464 | TUNNEL54 JUNCTION BOX FOR THROUGH LINE FOR MULTIPOLE CABLES 185X252X105 TERMINAL BOARD 4X35 MM² SPUR WITH CABLE GLAND | 1 | 3 | 442.2727
| P151475 | TUNNEL54 JUNCTION BOX FOR THROUGH LINE FOR MULTIPOLE CABLES 252X315X193 TERMINAL BOARD 4X50 MM² SPUR WITH CABLE GLAND | 1 | 7 | 692.0073
| P151485 | TUNNEL54 JUNCTION BOX FOR THROUGH LINE FOR MULTIPOLE CABLES 252X315X193 TERMINAL BOARD 4X70 MM² SPUR WITH CABLE GLAND | 1 | 7 | 772.9273
| P151531 | TUNNEL54 ADAPTOR FITTING FOR MULTI-POLES CABLES 3X70MM² - 1 ENTRY M50 AND 1 | 1 | 3 | 651.5345
| P151532 | TUNNEL54 ADAPTOR FITTING FOR MULTI-POLES CABLES 3X70MM² - 1 ENTRY M63 AND 1 | 1 | 3 | 775.7018
| P151533 | TUNNEL54 ADAPTOR FITTING FOR SINGLE-POLE CABLES 3X70MM² - 3 ENTRIES M32 AND 1 OUTPUT M40 | 1 | 3 | 679.4327
| P151534 | TUNNEL54 ADAPTOR FITTING FOR SINGLE-POLE CABLES 3X125MM² - 3 ENTRIES M40 AND 1 OUTPUT M40 | 1 | 7 | 791.0509
| P151535 | TUNNEL54 REDUCTION JUNCTION BOX FOR SINGLE POLE CABLES 3X200MM² - 3 ENTRIES M40 AND 1 OUTPUT M40 - IP66 | 1 | 10 | 874.7709
| P151541 | TUNNEL54 PAIR OF SUPPORTS IN STAINLESS STEEL AISI 304 FOR WALL MOUNTING OF SOCKETS FOR VENTILATORS | 1 | 0.2 | 47.0145
| P151542 | TUNNEL54 PAIR OF SUPPORTS IN STAINLESS STEEL AISI 304 FOR FASTENING SOCKETS FOR VENTILATORS TO L200MM CHANNEL | 1 | 0.2 | 77.56
| P151543 | TUNNEL54 PAIR OF SUPPORTS IN STAINLESS STEEL AISI 304 FOR FASTENING SOCKETS FOR VENTILATORS TO L300MM CHANNEL | 1 | 0.2 | 84.28
| P151544 | TUNNEL54 SUPPORT FOR TRUNKS FASTENING OF TUNNEL54 63A INTERLOCKED | 1 | 0.1 | 11.8109
| P151553 | TUNNEL54 JUNCTION BOX FOR POWER SUPPLY LINES FOR ELECTRIC FANS 185X185X105 3X25 MM | 1 | 2 | 334.8291
| P151564 | TUNNEL54 JUNCTION BOX FOR POWER SUPPLY LINES FOR ELECTRIC FANS 252X185X152 3X40 MM | 1 | 3 | 452.0218
| P151575 | TUNNEL54 JUNCTION BOX FOR POWER SUPPLY LINES FOR ELECTRIC FANS 252X185X152 3X70 MM | 1 | 3 | 692.0073
| P151585 | TUNNEL54 JUNCTION BOX FOR POWER SUPPLY LINES FOR ELECTRIC FANS 252X185X152 3X70 MM | 1 | 3 | 821.7491
| P151611 | TUNNEL54 INTERLOCKED SOCKET-OUTLET WITH 1 AUXILIARY CONTACT + PLUG IN ALUMINIUM 3P+E 63A 400V 6H 400°C IP66 FOR SINGLE-POLE CABLES | 1 | 6.061 | 2959.1418
| P151612 | TUNNEL54 INTERLOCKES SOCKET-OUTLET WITH 1 AUXILIARY CONTACT + PLUG IN ALUMINIUM 3P+E 63A 690V 5H 400°C IP66 MULTI-POLES CABLES | 1 | 6.04 | 3027.5127
| P151613 | TUNNEL54 INTERLOCKED SOCKET-OUTLET WITH 1 AUXILIARY CONTACT + PLUG IN ALUMINIUM 3P+E 63A 400V 6H 400°C IP66 FOR MULTI-POLES CABLES | 1 | 6 | 3012.1636
| P151614 | TUNNEL54 INTERLOCKED SOCKET-OUTLET WITH 1 AUXILIARY CONTACT + PLUG IN ALUMINIUM 3P+E 63A 690V 5H 400°C IP66 FOR MULTI-POLES CABLES | 1 | 6 | 3060.9855
| P151641 | TUNNEL54 BAR ENCLOSURE FOR POWER SUPPLY LINES FOR PROJECTORS 252X185X152 4X6 MM | 1 | 3 | 362.7527
| P151642 | TUNNEL54 BAR ENCLOSURE FOR POWER SUPPLY LINES FOR PROJECTORS 252X185X152 4X16 MM | 1 | 3 | 366.9273
| P151652 | TUNNEL54 BAR ENCLOSURE FOR POWER SUPPLY LINES FOR PROJECTORS 252X185X152 4X16 MM | 1 | 3 | 432.4982
| P151664 | TUNNEL54 BAR ENCLOSURE FOR POWER SUPPLY LINES FOR PROJECTORS 252X185X152 4X40 MM | 1 | 3 | 472.9709
| P151675 | TUNNEL54 BAR ENCLOSURE FOR POWER SUPPLY LINES FOR PROJECTORS 315X252X193 4X70 MM | 1 | 7 | 721.3055
| P151685 | TUNNEL54 BAR ENCLOSURE FOR POWER SUPPLY LINES FOR PROJECTORS 315X252X193 4X70 MM | 1 | 7 | 813.3745
| P151711 | FIREBOX FIRE RESISTANT CERAMIC TERMINAL BLOCK 1X6MM | 1 |  | 7.64
| P151712 | FIREBOX FIRE RESISTANT CERAMIC TERMINAL BLOCK 1X10MM | 1 |  | 10.26
| P151713 | FIREBOX FIRE RESISTANT CERAMIC TERMINAL BLOCK 1X16MM | 1 |  | 11.2
| P151721 | FIREBOX FIRE RESISTANT CERAMIC TERMINAL BLOCK 2X6MM | 1 |  | 8.43
| P151722 | FIREBOX FIRE RESISTANT CERAMIC TERMINAL BLOCK 2X16MM | 1 |  | 11.84
| P151723 | FIREBOX FIRE RESISTANT CERAMIC TERMINAL BLOCK 2X35MM | 1 |  | 11.52
| P151791 | FIREBOX FIRE RESISTANT CERAMIC TERMINAL BLOCK 20X0,5MM | 1 |  | 47.83
| P151792 | FIREBOX CERAMIC FUSE HOLDER D01 | 1 |  | 38.08
| P151880 | TUNNEL54 FIXED FP INTERLOCKED SOCKET-OUTLET 63A 3P+E 400V FOR JETFAN (400°C/120') | 1 | 20.2 | 4143.6436
| P151881 | TUNNEL54 SOCKET WITH STOP SWITCH 125A 3P+E 690V | 1 | 20 | 5596.0036
| P151890 | TUNNEL54 FICHE 63A 3P+E 400V POUR ELECTRO-VENTILATEUR DE TUNNELS (400°C/120') | 1 | 4.33 | 1012.8873
| P151891 | TUNNEL54 PLUG FOR TUNNEL ELECTRIC FANS 125A 3P+E 690V | 1 | 4.471 | 1195.6509
| P151900 | TUNNEL54 PAIR OF SUPPORTS AISI 316L STAINLESS STEEL FOR FIXING SOCKETS TO ROOF | 1 | 0.2 | 354.3782
| P151901 | TUNNEL54 PAIR OF SUPPORTS FOR FIXING ENCLOSURES 185X185/252X185 | 10 | 0.54 | 39.48
| P151902 | TUNNEL54 PAIR OF SUPPORTS FOR FIXING ENCLOSURES 185X252/315X252 | 10 | 0.562 | 41.2873
| P151903 | TUNNEL54 PAIR OF SUPPORTS FOR FIXING ENCLOSURES 252X315 | 10 | 0.6 | 46.4545
| P151930 | TUNNEL54 CLOSING FLANGE IN ALUMINIUM WITH BRASS CABLE GLAND M32 | 1 | 1 | 104.4909
| P151931 | TUNNEL54 CLOSING FLANGE IN ALUMINIUM WITH BRASS CABLE GLAND M40 | 1 | 1 | 112.0255
| P151932 | TUNNEL54 CLOSING FLANGE IN ALUMINIUM WITH BRASS CABLE GLAND M50 | 1 | 1 | 137.7091
| P151933 | TUNNEL54 CLOSING FLANGE IN ALUMINIUM WITH BRASS CABLE GLAND M63 | 1 | 1 | 192.5382
| P151940 | TUNNEL54 RAISED CLOSING FLANGE F5+3M25X1,5 | 1 | 0.783 | 97.2364
| P151941 | TUNNEL54 RAISED CLOSING FLANGE F5+3M32X1,5 | 1 | 0.783 | 160.44
| P151942 | TUNNEL54 RAISED CLOSING FLANGE F5+3M40X1,5 | 1 | 0.783 | 235.7855
| P152130 | CAM-FIRE ISOLATOR SWITCH IN ALUMINIUM ALLOY 3X16A F400 FIRE RATED IP66/67 | 1 | 0.739 | 353.1309
| P152140 | CAM-FIRE ISOLATOR SWITCH IN ALUMINIUM ALLOY 4X16A F400 FIRE RATED IP66/67 | 1 | 0.745 | 403.2
| P152160 | CAM-FIRE ISOLATOR SWITCH IN ALUMINIUM ALLOY 6X16A F400 FIRE RATED IP66/67 | 1 | 1.006 | 499.3927
| P152230 | CAM-FIRE ISOLATOR SWITCH IN ALUMINIUM ALLOY 3X25A F400 FIRE RATED IP66/67 | 1 | 0.754 | 387.3927
| P152240 | CAM-FIRE ISOLATOR SWITCH IN ALUMINIUM ALLOY 4X25A F400 FIRE RATED IP66/67 | 1 | 0.739 | 432.1927
| P152260 | CAM ISOLATOR IN ALUMINIUM ALLOY 6X25A F400 FIRE RATED IP66/67 | 1 | 1.009 | 523.1164
| P152330 | CAM ISOLATOR IN ALUMINIUM ALLOY 3X40A F400 FIRE RATED IP66/67 | 1 | 1.509 | 591.6145
| P152340 | CAM ISOLATOR IN ALUMINIUM ALLOY 4X40A F400 FIRE RATED IP66/67 | 1 | 1.622 | 623.2545
| P152360 | CAM ISOLATOR IN ALUMINIUM ALLOY 6X40A F400 FIRE RATED IP66/67 | 1 | 2.017 | 758.9782
| P152430 | CAM ISOLATOR IN ALUMINIUM ALLOY 3X63A F400 FIRE RATED IP66/67 | 1 | 1.873 | 758.9782
| P152440 | CAM ISOLATOR IN ALUMINIUM ALLOY 4X63A F400 FIRE RATED IP66/67 | 1 | 1.944 | 810.3455
| P152460 | CAM ISOLATOR IN ALUMINIUM ALLOY 6X63A F400 FIRE RATED IP66/67 | 1 | 2.245 | 957.9309
| P152530 | CAM ISOLATOR IN ALUMINIUM ALLOY 3X125A F400 FIRE RATED IP55 | 1 | 7.41 | 1765.6545
| P152540 | CAM ISOLATOR IN ALUMINIUM ALLOY 4X125A F400 FIRE RATED IP55 | 1 | 7.92 | 1853.9309
| P152630 | CAM ISOLATOR IN ALUMINIUM ALLOY 3X200A F400 FIRE RATED IP66/67 | 1 |  | 2125.3782
| P152631 | CAM ISOLATOR IN ALUMINIUM ALLOY 3X160A F400 FIRE RATED IP66/67 | 1 |  | 2000.1927
| P152640 | CAM Isolator -F400 ALU 4X200A F400 IP55 | 1 |  | 2201.7927
| P152641 | CAM ISOLATOR IN ALUMINIUM ALLOY 4X160A F400 FIRE RATED IP66/67 | 1 |  | 2073.9855
| P157001 | TUNNEL54 INSULATION PERFORATION JUNCTION BOX, JUNCTION LINE WITH SOCKET 2P+E - | 1 | 3.1 | 432.4982
| P157011 | TUNNEL54 INSULATION PERFORATION JUNCTION BOX, JUNCTION LINE 1XM20 - 1 FUSE - | 1 | 2.98 | 410.1745
| P157012 | TUNNEL54 INSULATION PERFORATION JUNCTION BOX, JUNCTION LINE 2XM20 - 1 FUSE - | 1 | 3 | 454.8218
| P157050 | TUNNEL54 PIERCE-THROUGH SUPPORT FOR TUNNEL54 AISI304 | 20 | 0.568 | 68.9309
| P157051 | TUNNEL54 PIERCE-THROUGH SUPPORT FOR TUNNEL54 IN PAINTED AND GALVANISED STEEL | 20 | 0.5 | 47.5745
| P157060 | TUNNEL54 M8X30 SCREWS FOR SUPPORT OF CONTAINERS WITH INSULATION | 1 | 0.1 | 57.1964
| P157101 | TUNNEL54 INSULATION PERFORATION JUNCTION BOX, JUNCTION LINE WITH SOCKET 2P+E - | 1 | 3.127 | 484.12
| P157111 | TUNNEL54 INSULATION PERFORATION JUNCTION BOX, JUNCTION LINE 1XM20 - 2 FUSES - | 1 | 3.101 | 460.3964
| P157112 | TUNNEL54 INSULATION PERFORATION JUNCTION BOX, JUNCTION LINE 2XM20 - 2 FUSES - | 1 | 3.112 | 498.0691
| P158001 | TUNNEL54 INSULATION PERFORATION JUNCTION BOX, JUNCTION LINE WITH SOCKET 2P+E - | 1 | 3.04 | 433.8982
| P158011 | TUNNEL54 INSULATION PERFORATION JUNCTION BOX, JUNCTION LINE 1XM20 - 1 FUSE - | 1 | 3 | 414.3745
| P158012 | TUNNEL54 INSULATION PERFORATION JUNCTION BOX, JUNCTION LINE 2XM20 - 1 FUSE - | 1 | 3.05 | 456.2218
| P158101 | TUNNEL54 INSULATION PERFORATION JUNCTION BOX, JUNCTION LINE WITH SOCKET 2P+E - | 1 | 3.117 | 488.32
| P158111 | TUNNEL54 INSULATION PERFORATION JUNCTION BOX, JUNCTION LINE 1XM20 - 2 FUSES - | 1 | 3 | 470.1709
| P158112 | TUNNEL54 INSULATION PERFORATION JUNCTION BOX, JUNCTION LINE 2XM20 - 2 FUSES - | 1 | 3 | 502.2691
| P158201 | TUNNEL54 INSULATION PERFORATION JUNCTION BOX IN THERMOPLASTIC MATERIAL 1X2P+E CLASS II | 1 | 1.217 | 274.8582
| P158211 | TUNNEL54 INSULATION PERFORATION JUNCTION BOX 1 FUSE 1X2P+E CLASS II | 1 | 1.238 | 306.9309
| P159030 | CONTACT FLAT TERMINALS 3X16 MM | 1 | 0.133 | 40.32
| P159032 | CONTACT FLAT TERMINALS 3X25 MM | 1 | 0.256 | 74.5818
| P159033 | CONTACT FLAT TERMINALS 3X40 MM | 5 | 0.469 | 81.5564
| P159034 | CONTACT FLAT TERMINALS 3X70 MM | 1 | 0.743 | 91.4327
| P159035 | CONTACT FLAT TERMINALS 3X125 MM | 1 | 1.423 | 130.0473
| P159036 | CONTACT FLAT TERMINALS 3X200 MM | 1 | 2.765 | 292.5236
| P159037 | CONTACT FLAT TERMINALS 3X315 MM | 1 | 4.223 | 502.0145
| P159040 | CONTACT FLAT TERMINALS 4X16 MM | 10 | 0.249 | 57.7055
| P159042 | CONTACT FLAT TERMINALS 4X25 MM | 5 | 0.439 | 73.92
| P159043 | CONTACT FLAT TERMINALS 4X40 MM | 1 | 0.712 | 89.3455
| P159044 | CONTACT FLAT TERMINALS 4X70 MM | 1 | 1.163 | 107.3927
| P159045 | CONTACT FLAT TERMINALS 4X125 MM | 1 | 1.749 | 209.5164
| P159046 | CONTACT FLAT TERMINALS 4X200 MM | 1 | 4.006 | 387.3927
| P190124 | TOPTER SWITCHED SOCKET WITH MECHANICAL INTERLOCK AND FUSE-HOLDER 16A 2P+E 100-130V 4H IP44 | 1 | 0.716 | 91.4073
| P190126 | TOPTER SWITCHED SOCKET WITH MECHANICAL INTERLOCK AND FUSE-HOLDER 16A 2P+E 200-250V 6H IP44 | 1 | 0.714 | 83.7709
| P190136 | TOPTER SWITCHED SOCKET WITH MECHANICAL INTERLOCK AND FUSE-HOLDER 16A 3P+E 380-415V 6H IP44 | 1 | 0.757 | 101.1818
| P190146 | TOPTER SWITCHED SOCKET WITH MECHANICAL INTERLOCK AND FUSE-HOLDER 16A 3P+N+E 380-415V 6H IP44 | 1 | 0.809 | 108.6909
| P190226 | TOPTER SWITCHED SOCKET WITH MECHANICAL INTERLOCK AND FUSE-HOLDER 32A 2P+E 200-250V 6H IP44 | 1 | 0.806 | 133.4582
| P190236 | TOPTER SWITCHED SOCKET WITH MECHANICAL INTERLOCK AND FUSE-HOLDER 32A 3P+E 380-415V 6H IP44 | 1 | 0.858 | 151.2764
| P190246 | TOPTER SWITCHED SOCKET WITH MECHANICAL INTERLOCK AND FUSE-HOLDER 32A 3P+N+E 380-415V 6H IP44 | 1 | 0.907 | 162.7055
04-04-01151 | P201151 | RONDO WALL-MOUNTING SWITCH IN ALUMINIUM 1X16A CABLE GLAND 1XM20 | 1 | 0.196 | 53.76
04-04-01152 | P201152 | RONDO WALL-MOUNTING SWITCH IN ALUMINIUM 2X16A CABLE GLAND 1XM20 | 1 | 0.205 | 64.0436
04-04-01155 | P201155 | RONDO WALL-MOUNTING SELECTOR SWITCH 1X16A CABLE GLAND 1XM20 | 1 | 0.227 | 68.3964
04-04-01156 | P201156 | RONDO WALL-MOUNTING TWO-WAY SWITCH 1X16A CABLE GLAND 1XM20 | 1 | 0.217 | 67.6073
04-04-01162 | P201162 | RONDO WALL-MOUNTING SWITCH IN ALUMINIUM 2X16A CABLE GLAND 2XM20 | 1 | 0.237 | 68.3964
04-04-01166 | P201166 | RONDO WALL-MOUNTING TWO-WAY SWITCH 1X16A CABLE GLAND 2XM20 | 1 | 0.241 | 71.68
04-04-02261 | P202261 | TAIS MIGNON SWITCH IN WALL-MOUNTING ENCLOSURE IN THERMOSETTING 1X16A 2X3/8" | 1 | 0.196 | 46.3782
04-04-20226 2 | P202262 | TAIS MIGNON SWITCH IN WALL-MOUNTING ENCLOSURE IN THERMOSETTING (GRP), FOR WALL MOUNTING, 2X16A 2X3/8" | 10 | 0.217 | 56.4073
04-04-02265 | P202265 | TAIS MIGNON SINGLE POLE SELECTOR SWITCH 16A 250V AND 10A 400V WITH 2 INLETS BOTTOM SIDE TYPE 3/8"GAS | 1 | 0.217 | 61.2691
04-04-20226 6 | P202266 | TAIS MIGNON WALL-MOUNTING TWO-WAY SWITCH IN THERMOSETTING (GRP), FOR WALL MOUNTING 1X16A 2X3/8" | 1 | 0.214 | 58.24
04-04-02271 | P202271 | TAIS MIGNON SWITCH IN WALL-MOUNTING ENCLOSURE IN THERMOSETTING 1X16A 1XM20 | 10 | 0.215 | 44.1382
04-04-22710 | P202271EX | MIGNON-EX ONE-WAY SWITCH 1X16A 3D 3G | 1 | 0.227 | 61.8036
04-04-20227 5 | P202275 | TAIS MIGNON SINGLE POLE SELECTOR SWITCH 16A 250V E 10A 400V WITH 1 INLET UPPER SIDE TYPE M20 | 1 | 0.225 | 58.24
04-04-202275Ε | P202275EX | MIGNON-EX SELECTOR SWITCH 1X16A 3D 3G | 1 | 0.248 | 77.7382
04-04-02276 | P202276 | TAIS MIGNON WALL-MOUNTING TWO-WAY SWITCH IN THERMOSETTING (GRP), FOR WALL MOUNTING 1X16A 1XM20 | 10 | 0.231 | 56.9164
04-04-202276Ε | P202276EX | MIGNON-EX TWO-WAY SWITCH 1X16A 3D 3G | 1 | 0.253 | 79.4436
04-04-20228 2 | P202282 | TAIS MIGNON SWITCH IN WALL-MOUNTING ENCLOSURE IN THERMOSETTING (GRP), FOR WALL MOUNTING, 2X16A 2XM20 | 10 | 0.231 | 54.6764
04-04-2022820 | P202282EX | MIGNON-EX ONE-WAY SWITCH 2X16A 3D 3G | 1 | 0.248 | 76.2873
04-04-02283 | P202283 | TAIS MIGNON SWITCH IN WALL-MOUNTING ENCLOSURE IN THERMOSETTING 3X16A 2XM20 | 10 | 0.237 | 74.4545
| P202291 | TAIS MIGNON SWITCH IN PANEL ENCLOSURE IN THERMOSETTING 1X16A | 1 | 0.165 | 40.32
| P202292 | TAIS MIGNON SWITCH IN PANEL ENCLOSURE IN THERMOSETTING (GRP), FOR WALL MOUNTING, 2X16A | 1 | 0.182 | 52.4364
| P202293 | TAIS MIGNON SWITCH IN PANEL ENCLOSURE IN THERMOSETTING 3X16A | 1 | 0.181 | 73.0036
| P202295 | TAIS MIGNON SINGLE POLE SELECTOR SWITCH 16A 250V E 10A 400V IN PANEL WATERTIGHT ENCLOSURE | 1 | 0.183 | 55.8727
| P202296 | TAIS MIGNON TWO-WAY SWITCH IN PANEL ENCLOSURE IN THERMOSETTING 1X16A | 1 | 0.183 | 55.0836
| P202299 | TAIS MIGNON WATERTIGHT PANEL MODULAR JUNCTION BOX IN THERMOSETTING 73X91 IP65 | 1 | 0.11 | 21.3564
| P208103 | CAM-SZ ISOLATOR SWITCH FOR EMERGENCY WITH RED HANDLE AND YELLOW COVER, IN INSULATING MATERIAL, FOR WALL MOUNTING - IP65 3X100A | 1 | 1.279 | 246.6036
| P208104 | CAM-SZ ISOLATOR SWITCH FOR EMERGENCY WITH RED HANDLE AND YELLOW COVER, IN INSULATING MATERIAL, FOR WALL MOUNTING - IP65 4X100A | 1 | 1.319 | 274.5782
| P208162 | CAM-SZ ISOLATOR SWITCH FOR EMERGENCY WITH RED HANDLE AND YELLOW COVER, IN INSULATING MATERIAL, FOR WALL MOUNTING - IP65 2X16A | 1 | 0.648 | 49.84
| P208163 | CAM-SZ ISOLATOR SWITCH FOR EMERGENCY WITH RED HANDLE AND YELLOW COVER, IN INSULATING MATERIAL, FOR WALL MOUNTING - IP65 3X16A | 1 | 0.661 | 54.3964
| P208164 | CAM-SZ ISOLATOR SWITCH FOR EMERGENCY WITH RED HANDLE AND YELLOW COVER, IN INSULATING MATERIAL, FOR WALL MOUNTING - IP65 4X16A | 1 | 0.684 | 58.4691
| P208253 | CAM-SZ ISOLATOR SWITCH FOR EMERGENCY WITH RED HANDLE AND YELLOW COVER, IN INSULATING MATERIAL, FOR WALL MOUNTING - IP65 3X25A | 1 | 0.664 | 57.96
| P208254 | CAM-SZ ISOLATOR SWITCH FOR EMERGENCY WITH RED HANDLE AND YELLOW COVER, IN INSULATING MATERIAL, FOR WALL MOUNTING - IP65 4X25A | 1 | 0.682 | 62.4145
| P208322 | CAM-SZ ISOLATOR SWITCH FOR EMERGENCY WITH RED HANDLE AND YELLOW COVER, IN INSULATING MATERIAL, FOR WALL MOUNTING - IP65 2X32A | 1 | 0.658 | 54.7782
| P208323 | CAM-SZ ISOLATOR SWITCH FOR EMERGENCY WITH RED HANDLE AND YELLOW COVER, IN INSULATING MATERIAL, FOR WALL MOUNTING - IP65 3X32A | 1 | 0.669 | 59.1055
| P208324 | CAM-SZ ISOLATOR SWITCH FOR EMERGENCY WITH RED HANDLE AND YELLOW COVER, IN INSULATING MATERIAL, FOR WALL MOUNTING - IP65 4X32A | 1 | 0.676 | 63.9418
| P208403 | CAM-SZ ISOLATOR SWITCH FOR EMERGENCY WITH RED HANDLE AND YELLOW COVER, IN INSULATING MATERIAL, FOR WALL MOUNTING - IP65 3X40A | 1 | 1.298 | 99.2727
| P208404 | CAM-SZ ISOLATOR SWITCH FOR EMERGENCY WITH RED HANDLE AND YELLOW COVER, IN INSULATING MATERIAL, FOR WALL MOUNTING - IP65 4X40A | 1 | 1.327 | 115.7927
| P208413 | CAM-SZ ISOLATOR SWITCH FOR EMERGENCY WITH RED HANDLE AND YELLOW COVER, IN INSULATING MATERIAL, FOR WALL MOUNTING - IP65 3X40A | 1 |  | 75.75
| P208414 | CAM-SZ ISOLATOR SWITCH FOR EMERGENCY WITH RED HANDLE AND YELLOW COVER, IN INSULATING MATERIAL, FOR WALL MOUNTING - IP65 4X40A | 1 |  | 84.66
| P208632 | CAM-SZ ISOLATOR SWITCH FOR EMERGENCY WITH RED HANDLE AND YELLOW COVER, IN INSULATING MATERIAL, FOR WALL MOUNTING - IP65 2X63A | 1 | 1.228 | 94.8182
| P208633 | CAM-SZ ISOLATOR SWITCH FOR EMERGENCY WITH RED HANDLE AND YELLOW COVER, IN INSULATING MATERIAL, FOR WALL MOUNTING - IP65 3X63A | 1 | 1.324 | 102.7091
| P208634 | CAM-SZ ISOLATOR SWITCH FOR EMERGENCY WITH RED HANDLE AND YELLOW COVER, IN INSULATING MATERIAL, FOR WALL MOUNTING - IP65 4X63A | 1 | 1.347 | 114.9018
| P209103 | CAM-SZ ISOLATOR SWITCH WITH GREY HANDLE AND COVER, IN INSULATING MATERIAL, FOR WALL MOUNTING - IP65 3X100A | 1 | 1.298 | 247.8764
| P209104 | CAM-SZ ISOLATOR SWITCH WITH GREY HANDLE AND COVER, IN INSULATING MATERIAL, FOR WALL MOUNTING - IP65 4X100A | 1 | 1.356 | 274.5782
| P209162 | CAM-SZ ISOLATOR SWITCH WITH GREY HANDLE AND COVER, IN INSULATING MATERIAL, FOR WALL MOUNTING - IP65 2X16A | 1 | 0.658 | 49.84
| P209163 | CAM-SZ ISOLATOR SWITCH WITH GREY HANDLE AND COVER, IN INSULATING MATERIAL, FOR WALL MOUNTING - IP65 3X16A | 1 | 0.671 | 54.3964
| P209164 | CAM-SZ ISOLATOR SWITCH WITH GREY HANDLE AND COVER, IN INSULATING MATERIAL, FOR WALL MOUNTING - IP65 4X16A | 1 | 0.678 | 58.4691
| P209253 | CAM-SZ ISOLATOR SWITCH WITH GREY HANDLE AND COVER, IN INSULATING MATERIAL, FOR WALL MOUNTING - IP65 3X25A | 1 | 0.685 | 58.4691
| P209254 | CAM-SZ ISOLATOR SWITCH WITH GREY HANDLE AND COVER, IN INSULATING MATERIAL, FOR WALL MOUNTING - IP65 4X25A | 1 | 0.678 | 62.6691
| P209322 | CAM-SZ ISOLATOR SWITCH WITH GREY HANDLE AND COVER, IN INSULATING MATERIAL, FOR WALL MOUNTING - IP65 2X32A | 1 | 0.659 | 54.5236
| P209323 | CAM-SZ ISOLATOR SWITCH WITH GREY HANDLE AND COVER, IN INSULATING MATERIAL, FOR WALL MOUNTING - IP65 3X32A | 1 | 0.683 | 59.1055
| P209324 | CAM-SZ ISOLATOR SWITCH WITH GREY HANDLE AND COVER, IN INSULATING MATERIAL, FOR WALL MOUNTING - IP65 4X32A | 1 | 0.679 | 63.9418
| P209403 | CAM-SZ ISOLATOR SWITCH WITH GREY HANDLE AND COVER, IN INSULATING MATERIAL, FOR WALL MOUNTING - IP65 3X40A | 1 | 1.294 | 101.4364
| P209404 | CAM-SZ ISOLATOR SWITCH WITH GREY HANDLE AND COVER, IN INSULATING MATERIAL, FOR WALL MOUNTING - IP65 4X40A | 1 | 1.32 | 118.3382
| P209413 | CAM-SZ ISOLATOR SWITCH WITH GREY HANDLE AND COVER, IN INSULATING MATERIAL, FOR WALL MOUNTING - IP65 3X40A | 1 |  | 72.7
| P209414 | CAM-SZ ISOLATOR SWITCH WITH GREY HANDLE AND COVER, IN INSULATING MATERIAL, FOR WALL MOUNTING - IP65 4X40A | 1 |  | 81.35
| P209632 | CAM-SZ ISOLATOR SWITCH WITH GREY HANDLE AND COVER, IN INSULATING MATERIAL, FOR WALL MOUNTING - IP65 2X63A | 1 | 1.238 | 94.8182
| P209633 | CAM-SZ ISOLATOR SWITCH WITH GREY HANDLE AND COVER, IN INSULATING MATERIAL, FOR WALL MOUNTING - IP65 3X63A | 1 | 1.275 | 103.6
| P209634 | CAM-SZ ISOLATOR SWITCH WITH GREY HANDLE AND COVER, IN INSULATING MATERIAL, FOR WALL MOUNTING - IP65 4X63A | 1 | 1.318 | 114.9018
| P210121 | CAM-ST REAR PANEL SWITCH 1P 12A 48X48 | 1 | 0.113 | 22.2473
| P210122 | CAM-ST REAR PANEL SWITCH 2P 12A 48X48 | 1 | 0.136 | 24.5382
| P210123 | CAM-ST REAR PANEL SWITCH 3P 12A 48X48 | 1 | 0.167 | 28.9927
| P210124 | CAM-ST REAR PANEL SWITCH 4P 12A 48X48 | 1 | 0.154 | 31.8945
| P210125 | CAM-ST REAR PANEL SWITCH 5P 12A 48X48 | 1 | 0.185 | 38.5127
| P210126 | CAM-ST REAR PANEL SWITCH 6P 12A 48X48 | 1 | 0.187 | 39.6582
| P210161 | CAM-ST REAR PANEL SWITCH 1P 16A 48X48 | 1 | 0.13 | 24.5382
| P210162 | CAM-ST REAR PANEL SWITCH 2P 16A 48X48 | 1 | 0.146 | 26.5745
| P210163 | CAM-ST REAR PANEL SWITCH 3P 16A 48X48 | 1 | 0.165 | 30.2655
| P210164 | CAM-ST REAR PANEL SWITCH 4P 16A 48X48 | 1 | 0.178 | 34.5673
| P210165 | CAM-ST REAR PANEL SWITCH 5P 16A 48X48 | 1 | 0.185 | 41.6945
| P210166 | CAM-ST REAR PANEL SWITCH 6P 16A 48X48 | 1 | 0.188 | 42.7127
| P210201 | CAM-ST REAR PANEL SWITCH 1P 20A 48X48 | 1 | 0.11 | 30.6473
| P210202 | CAM-ST REAR PANEL SWITCH 2P 20A 48X48 | 1 | 0.129 | 35.5855
| P210203 | CAM-ST REAR PANEL SWITCH 3P 20A 48X48 | 1 | 0.165 | 41.8218
| P210204 | CAM-ST REAR PANEL SWITCH 4P 20A 48X48 | 1 | 0.175 | 46.0218
| P210205 | CAM-ST REAR PANEL SWITCH 5P 20A 48X48 | 1 | 0.185 | 53.76
| P210206 | CAM-ST REAR PANEL SWITCH 6P 20A 48X48 | 1 | 0.185 | 57.96
| P210251 | CAM-ST REAR PANEL SWITCH 1P 25A 48X48 | 1 | 0.14 | 52.1055
| P210252 | CAM-ST REAR PANEL SWITCH 2P 25A 48X48 | 1 | 0.141 | 52.8691
| P210253 | CAM-ST REAR PANEL SWITCH 3P 25A 48X48 | 1 | 0.145 | 62.0327
| P210254 | CAM-ST REAR PANEL SWITCH 4P 25A 48X48 | 1 | 0.159 | 71.5782
| P210255 | CAM-ST REAR PANEL SWITCH 5P 25A 48X48 | 1 | 0.2 | 83.7709
| P210256 | CAM-ST REAR PANEL SWITCH 6P 25A 48X48 | 1 | 0.206 | 86.4436
| P211121 | CAM-ST REAR PANEL SWITCH 1P 12A 67X67 | 1 | 0.152 | 22.7564
| P211122 | CAM-ST REAR PANEL SWITCH 2P 12A 67X67 | 1 | 0.162 | 24.92
| P211123 | CAM-ST REAR PANEL SWITCH 3P 12A 67X67 | 1 | 0.187 | 29.7564
| P211124 | CAM-ST REAR PANEL SWITCH 4P 12A 67X67 | 1 | 1 | 32.4036
| P211125 | CAM-ST REAR PANEL SWITCH 5P 12A 67X67 | 1 | 0.23 | 39.2764
| P211126 | CAM-ST REAR PANEL SWITCH 6P 12A 67X67 | 1 | 0.229 | 40.1673
| P211161 | CAM-ST REAR PANEL SWITCH 1P 16A 67X67 | 1 | 0.1 | 24.92
| P211162 | CAM-ST REAR PANEL SWITCH 2P 16A 67X67 | 1 | 0.165 | 27.3382
| P211163 | CAM-ST REAR PANEL SWITCH 3P 16A 67X67 | 1 | 0.187 | 30.2655
| P211164 | CAM-ST REAR PANEL SWITCH 4P 16A 67X67 | 1 | 0.199 | 34.8218
| P211165 | CAM-ST REAR PANEL SWITCH 5P 16A 67X67 | 1 | 0.266 | 41.9491
| P211166 | CAM-ST REAR PANEL SWITCH 6P 16A 67X67 | 1 | 0.232 | 43.8582
| P211201 | CAM-ST REAR PANEL SWITCH 1P 20A 67X67 | 1 | 0.2 | 31.5127
| P211202 | CAM-ST REAR PANEL SWITCH 2P 20A 67X67 | 1 | 0.196 | 36.3491
| P211203 | CAM-ST REAR PANEL SWITCH 3P 20A 67X67 | 1 | 0.22 | 41.9491
| P211204 | CAM-ST REAR PANEL SWITCH 4P 20A 67X67 | 1 | 0.23 | 46.0218
| P211205 | CAM-ST REAR PANEL SWITCH 5P 20A 67X67 | 1 | 0.217 | 54.2691
| P211206 | CAM-ST REAR PANEL SWITCH 6P 20A 67X67 | 1 | 0.231 | 58.4691
| P211251 | CAM-ST REAR PANEL SWITCH 1P 25A 67X67 | 1 | 0.189 | 52.6145
| P211252 | CAM-ST REAR PANEL SWITCH 2P 25A 67X67 | 1 | 0.157 | 54.2691
| P211253 | CAM-ST REAR PANEL SWITCH 3P 25A 67X67 | 1 | 0.227 | 61.9055
| P211254 | CAM-ST REAR PANEL SWITCH 4P 25A 67X67 | 1 | 0.233 | 71.9345
| P211255 | CAM-ST REAR PANEL SWITCH 5P 25A 67X67 | 1 | 0.23 | 84.5345
| P211256 | CAM-ST REAR PANEL SWITCH 6P 25A 67X67 | 1 | 0.231 | 87.8436
| P212321 | CAM-ST REAR PANEL SWITCH 1P 32A 67X67 | 1 | 0.29 | 52.8691
| P212322 | CAM-ST REAR PANEL SWITCH 2P 32A 67X67 | 1 | 0.29 | 54.7782
| P212323 | CAM-ST REAR PANEL SWITCH 3P 32A 67X67 | 1 | 0.35 | 66.2327
| P212324 | CAM-ST REAR PANEL SWITCH 4P 32A 67X67 | 1 | 0.4 | 78.1709
| P212401 | CAM-ST REAR PANEL SWITCH 1P 40A 67X67 | 1 | 0.261 | 55.9236
| P212402 | CAM-ST REAR PANEL SWITCH 2P 40A 67X67 | 1 | 0.29 | 59.2327
| P212403 | CAM-ST REAR PANEL SWITCH 3P 40A 67X67 | 1 | 0.34 | 72.1891
| P212404 | CAM-ST REAR PANEL SWITCH 4P 40A 67X67 | 1 | 0.4 | 80.2073
| P212631 | CAM-ST REAR PANEL SWITCH 1P 63A 67X67 | 1 | 0.38 | 115.92
| P212632 | CAM-ST REAR PANEL SWITCH 2P 63A 67X67 | 1 | 0.38 | 127.12
| P212633 | CAM-ST REAR PANEL SWITCH 3P 63A 67X67 | 1 | 0.356 | 141.0945
| P212634 | CAM-ST REAR PANEL SWITCH 4P 63A 67X67 | 1 | 0.395 | 153.7964
| P214123 | CAM-ST REAR PANEL EMERGENCY SWITCH 3P 12A 67X67 G/R | 1 | 0.184 | 32.4036
| P214124 | CAM-ST REAR PANEL EMERGENCY SWITCH 4P 12A 67X67 G/R | 1 | 0.229 | 35.3309
| P214163 | CAM-ST REAR PANEL EMERGENCY SWITCH 3P 16A 67X67 G/R | 1 | 0.431 | 34.0582
| P214164 | CAM-ST REAR PANEL EMERGENCY SWITCH 4P 16A 67X67 G/R | 1 | 0.195 | 35.2036
| P214203 | CAM-ST REAR PANEL EMERGENCY SWITCH 3P 20A 67X67 G/R | 1 | 0.188 | 44.6218
| P214204 | CAM-ST REAR PANEL EMERGENCY SWITCH 4P 20A 67X67 G/R | 1 | 0.196 | 47.5491
| P214253 | CAM-ST REAR PANEL EMERGENCY SWITCH 3P 25A 67X67 G/R | 1 | 0.222 | 64.5782
| P214254 | CAM-ST REAR PANEL EMERGENCY SWITCH 4P 25A 67X67 G/R | 1 | 0.279 | 72.5709
| P214323 | CAM-ST REAR PANEL EMERGENCY SWITCH 3P 32A 67X67 G/R | 1 | 0.37 | 72.4436
| P214324 | CAM-ST REAR PANEL EMERGENCY SWITCH 4P 32A 67X67 G/R | 1 | 0.39 | 79.0618
| P214403 | CAM-ST REAR PANEL EMERGENCY SWITCH 3P 40A 67X67 G/R | 1 | 0.36 | 78.1709
| P214404 | CAM-ST REAR PANEL EMERGENCY SWITCH 4P 40A 67X67 G/R | 1 | 0.39 | 86.4436
| P214633 | CAM-ST REAR PANEL EMERGENCY SWITCH 3P 63A 67X67 G/R | 1 | 0.37 | 177.9527
| P214634 | CAM-ST REAR PANEL EMERGENCY SWITCH 4P 63A 67X67 G/R | 1 | 0.395 | 195.7455
| P215121 | CAM-ST REAR PANEL LINE SELECTOR SWITCH 1P 12A 48X48 | 1 | 0.126 | 26.0655
| P215122 | CAM-ST REAR PANEL LINE SELECTOR SWITCH 2P 12A 48X48 | 1 | 0.165 | 32.4036
| P215123 | CAM-ST REAR PANEL LINE SELECTOR SWITCH 3P 12A 48X48 | 1 | 0.213 | 44.24
| P215124 | CAM-ST REAR PANEL LINE SELECTOR SWITCH 4P 12A 48X48 | 1 | 0.227 | 55.16
| P215161 | CAM-ST REAR PANEL LINE SELECTOR SWITCH 1P 16A 48X48 | 1 | 0.14 | 28.6109
| P215162 | CAM-ST REAR PANEL LINE SELECTOR SWITCH 2P 16A 48X48 | 1 | 0.156 | 35.5855
| P215163 | CAM-ST REAR PANEL LINE SELECTOR SWITCH 3P 16A 48X48 | 1 | 0.193 | 44.3673
| P215164 | CAM-ST REAR PANEL LINE SELECTOR SWITCH 4P 16A 48X48 | 1 | 0.249 | 52.4873
| P215201 | CAM-ST REAR PANEL LINE SELECTOR SWITCH 1P 20A 48X48 | 1 | 0.123 | 35.0764
| P215202 | CAM-ST REAR PANEL LINE SELECTOR SWITCH 2P 20A 48X48 | 1 | 0.175 | 45.8945
| P215203 | CAM-ST REAR PANEL LINE SELECTOR SWITCH 3P 20A 48X48 | 1 | 0.273 | 58.7236
| P215204 | CAM-ST REAR PANEL LINE SELECTOR SWITCH 4P 20A 48X48 | 1 | 0.226 | 70.9418
| P215251 | CAM-ST REAR PANEL LINE SELECTOR SWITCH 1P 25A 48X48 | 1 | 0.122 | 57.5782
| P215252 | CAM-ST REAR PANEL LINE SELECTOR SWITCH 2P 25A 48X48 | 1 | 0.183 | 68.2691
| P215253 | CAM-ST REAR PANEL LINE SELECTOR SWITCH 3P 25A 48X48 | 1 | 0.216 | 86.0618
| P215254 | CAM-ST REAR PANEL LINE SELECTOR SWITCH 4P 25A 48X48 | 1 | 0.249 | 107.8
| P216121 | CAM-ST REAR PANEL LINE SELECTOR SWITCH 1P 12A 67X67 | 1 | 0.162 | 26.4473
| P216122 | CAM-ST REAR PANEL LINE SELECTOR SWITCH 2P 12A 67X67 | 1 | 0.196 | 33.04
| P216123 | CAM-ST REAR PANEL LINE SELECTOR SWITCH 3P 12A 67X67 | 1 | 0.269 | 44.7491
| P216124 | CAM-ST REAR PANEL LINE SELECTOR SWITCH 4P 12A 67X67 | 1 | 0.268 | 56.3055
| P216161 | CAM-ST REAR PANEL LINE SELECTOR SWITCH 1P 16A 67X67 | 1 | 0.197 | 28.9927
| P216162 | CAM-ST REAR PANEL LINE SELECTOR SWITCH 2P 16A 67X67 | 1 | 0.201 | 36.3491
| P216163 | CAM-ST REAR PANEL LINE SELECTOR SWITCH 3P 16A 67X67 | 1 | 0.247 | 44.7491
| P216164 | CAM-ST REAR PANEL LINE SELECTOR SWITCH 4P 16A 67X67 | 1 | 0.274 | 53.76
| P216201 | CAM-ST REAR PANEL LINE SELECTOR SWITCH 1P 20A 67X67 | 1 | 0.23 | 35.5855
| P216202 | CAM-ST REAR PANEL LINE SELECTOR SWITCH 2P 20A 67X67 | 1 | 0.235 | 46.5309
| P216203 | CAM-ST REAR PANEL LINE SELECTOR SWITCH 3P 20A 67X67 | 1 | 0.233 | 60.5055
| P216204 | CAM-ST REAR PANEL LINE SELECTOR SWITCH 4P 20A 67X67 | 1 | 0.268 | 72.1891
| P216251 | CAM-ST REAR PANEL LINE SELECTOR SWITCH 1P 25A 67X67 | 1 | 0.2 | 59.2327
| P216252 | CAM-ST REAR PANEL LINE SELECTOR SWITCH 2P 25A 67X67 | 1 | 0.197 | 69.5418
| P216253 | CAM-ST REAR PANEL LINE SELECTOR SWITCH 3P 25A 67X67 | 1 | 0.236 | 87.8436
| P216254 | CAM-ST REAR PANEL LINE SELECTOR SWITCH 4P 25A 67X67 | 1 | 0.274 | 110.4727
| P217321 | CAM-ST REAR PANEL LINE SELECTOR SWITCH 1P 32A 67X67 | 1 | 0.4 | 62.16
| P217322 | CAM-ST REAR PANEL LINE SELECTOR SWITCH 2P 32A 67X67 | 1 | 0.4 | 74.6073
| P217323 | CAM-ST REAR PANEL LINE SELECTOR SWITCH 3P 32A 67X67 | 1 | 0.45 | 107.6727
| P217324 | CAM-ST REAR PANEL LINE SELECTOR SWITCH 4P 32A 67X67 | 1 | 0.6 | 136.0036
| P217401 | CAM-ST REAR PANEL LINE SELECTOR SWITCH 1P 40A 67X67 | 1 | 0.4 | 68.7782
| P217402 | CAM-ST REAR PANEL LINE SELECTOR SWITCH 2P 40A 67X67 | 1 | 0.4 | 86.5709
| P217403 | CAM-ST REAR PANEL LINE SELECTOR SWITCH 3P 40A 67X67 | 1 | 0.5 | 112.9927
| P217404 | CAM-ST REAR PANEL LINE SELECTOR SWITCH 4P 40A 67X67 | 1 | 0.683 | 143.64
| P217631 | CAM-ST REAR PANEL LINE SELECTOR SWITCH 1P 63A 67X67 | 1 | 0.4 | 153.7964
| P217632 | CAM-ST REAR PANEL LINE SELECTOR SWITCH 2P 63A 67X67 | 1 | 0.4 | 175.4073
| P217633 | CAM-ST REAR PANEL LINE SELECTOR SWITCH 3P 63A 67X67 | 1 | 0.5 | 195.7455
| P217634 | CAM-ST REAR PANEL LINE SELECTOR SWITCH 4P 63A 67X67 | 1 | 0.6 | 237.6945
| P218123 | CAM-ST REAR PANEL STAR/TRIANGLE STARTER 3P 12A 48X48 | 1 | 0.247 | 57.0691
| P218163 | CAM-ST REAR PANEL STAR/TRIANGLE STARTER 3P 16A 48X48 | 1 | 0.246 | 62.6691
| P218203 | CAM-ST REAR PANEL STAR/TRIANGLE STARTER 3P 20A 48X48 | 1 | 0.245 | 79.0618
| P218253 | CAM-ST REAR PANEL STAR/TRIANGLE STARTER 3P 25A 48X48 | 1 | 0.244 | 99.4
| P219123 | CAM-ST REAR PANEL STAR/TRIANGLE STARTER 3P 12A 67X67 | 1 | 0.3 | 58.7236
| P219163 | CAM-ST REAR PANEL STAR/TRIANGLE STARTER 3P 16A 67X67 | 1 | 0.306 | 62.6691
| P219203 | CAM-ST REAR PANEL STAR/TRIANGLE STARTER 3P 20A 67X67 | 1 | 0.273 | 79.5709
| P219253 | CAM-ST REAR PANEL STAR/TRIANGLE STARTER 3P 25A 67X67 | 1 | 0.273 | 99.9091
| P220323 | CAM-ST REAR PANEL STAR/TRIANGLE STARTER 3P 32A 67X67 | 1 | 0.618 | 139.8218
| P220403 | CAM-ST REAR PANEL STAR/TRIANGLE STARTER 3P 40A 67X67 | 1 | 0.4 | 163.9782
| P220633 | CAM-ST REAR PANEL STAR/TRIANGLE STARTER 3P 63A 67X67 | 1 | 0.62 | 238.9673
| P221123 | CAM-ST REAR PANEL THREE-POLE REVERSING SWITCH 3P 12A 48X48 | 1 | 0.202 | 39.0218
| P221163 | CAM-ST REAR PANEL THREE-POLE REVERSING SWITCH 3P 16A 48X48 | 1 | 0.207 | 43.4764
| P221203 | CAM-ST REAR PANEL THREE-POLE REVERSING SWITCH 3P 20A 48X48 | 1 | 0.215 | 54.7782
| P221253 | CAM-ST REAR PANEL THREE-POLE REVERSING SWITCH 3P 25A 48X48 | 1 | 0.208 | 79.5709
| P222123 | CAM-ST REAR PANEL THREE-POLE REVERSING SWITCH 3P 12A 67X67 | 1 | 0.268 | 39.6582
| P222163 | CAM-ST REAR PANEL THREE-POLE REVERSING SWITCH 3P 16A 67X67 | 1 | 0.223 | 41.8218
| P222203 | CAM-ST REAR PANEL THREE-POLE REVERSING SWITCH 3P 20A 67X67 | 1 | 0.226 | 54.7782
| P222253 | CAM-ST REAR PANEL THREE-POLE REVERSING SWITCH 3P 25A 67X67 | 1 | 0.228 | 79.0618
| P223323 | CAM-ST REAR PANEL THREE-POLE REVERSING SWITCH 3P 32A 67X67 | 1 | 0.56 | 97.8727
| P223403 | CAM-ST REAR PANEL THREE-POLE REVERSING SWITCH 3P 40A 67X67 | 1 | 0.435 | 143.64
| P223633 | CAM-ST REAR PANEL THREE-POLE REVERSING SWITCH 3P 63A 67X67 | 1 | 0.4 | 185.5891
| P232627 | NAVE UNAV 2162 WATERTIGHT ROTARY CONTROL SWITCH IN BRASS ENCLOSURE WITH CABLE GLAND 24X14 UNAV 1948 2XM24X1,5 10A 250V 2P IP66 | 1 | 0.999 | 322.8145
| P232628 | NAVE UNAV 2162 WATERTIGHT TWO-WAY SWITCH IN BRASS ENCLOSURE WITH CABLE GLAND 24X14 COMBINED UNAV 1948 M24X1,5 250V 10A 2P IP66 | 1 | 1.024 | 411.1164
| P232637 | NAVE UNAV 2162 WATERTIGHT ROTARY CONTROL SWITCH IN BRASS ENCLOSURE WITH CABLE GLAND 24X14 UNAV 1948 2XM24X1,5 OPP. 10A 250V 2P IP66 | 1 | 0.945 | 313.6
| P236121 | CAM-ST REAR PANEL TWO-WAY SWITCH 1P 12A 48X48 | 1 | 0.125 | 29.7564
| P236122 | CAM-ST REAR PANEL TWO-WAY SWITCH 2P 12A 48X48 | 1 | 0.182 | 38.1309
| P236123 | CAM-ST REAR PANEL TWO-WAY SWITCH 3P 12A 48X48 | 1 | 0.214 | 47.5491
| P236161 | CAM-ST REAR PANEL TWO-WAY SWITCH 1P 16A 48X48 | 1 | 0.126 | 31.8945
| P236162 | CAM-ST REAR PANEL TWO-WAY SWITCH 2P 16A 48X48 | 1 | 0.257 | 41.8218
| P236163 | CAM-ST REAR PANEL TWO-WAY SWITCH 3P 16A 48X48 | 1 | 0.198 | 52.4873
| P236201 | CAM-ST REAR PANEL TWO-WAY SWITCH 1P 20A 48X48 | 1 | 0.142 | 33.6764
| P236202 | CAM-ST REAR PANEL TWO-WAY SWITCH 2P 20A 48X48 | 1 | 0.176 | 44.3673
| P236203 | CAM-ST REAR PANEL TWO-WAY SWITCH 3P 20A 48X48 | 1 | 0.192 | 57.96
| P236251 | CAM-ST REAR PANEL TWO-WAY SWITCH 1P 25A 48X48 | 1 | 0.139 | 55.16
| P236252 | CAM-ST REAR PANEL TWO-WAY SWITCH 2P 25A 48X48 | 1 | 0.176 | 66.2327
| P236253 | CAM-ST REAR PANEL TWO-WAY SWITCH 3P 25A 48X48 | 1 | 0.217 | 82.3709
| P237121 | CAM-ST REAR PANEL TWO-WAY SWITCH 1P 12A 67X67 | 1 | 0.2 | 30.1382
| P237122 | CAM-ST REAR PANEL TWO-WAY SWITCH 2P 12A 67X67 | 1 | 0.198 | 38.5127
| P237123 | CAM-ST REAR PANEL TWO-WAY SWITCH 3P 12A 67X67 | 1 | 0.272 | 49.3309
| P237161 | CAM-ST REAR PANEL TWO-WAY SWITCH 1P 16A 67X67 | 1 | 0.195 | 33.04
| P237162 | CAM-ST REAR PANEL TWO-WAY SWITCH 2P 16A 67X67 | 1 | 0.215 | 43.3491
| P237163 | CAM-ST REAR PANEL TWO-WAY SWITCH 3P 16A 67X67 | 1 | 0.267 | 53.76
| P237201 | CAM-ST REAR PANEL TWO-WAY SWITCH 1P 20A 67X67 | 1 | 0.2 | 34.8218
| P237202 | CAM-ST REAR PANEL TWO-WAY SWITCH 2P 20A 67X67 | 1 | 0.2 | 45.0036
| P237203 | CAM-ST REAR PANEL TWO-WAY SWITCH 3P 20A 67X67 | 1 | 0.23 | 58.7236
| P237251 | CAM-ST REAR PANEL TWO-WAY SWITCH 1P 25A 67X67 | 1 | 0.2 | 55.9236
| P237252 | CAM-ST REAR PANEL TWO-WAY SWITCH 2P 25A 67X67 | 1 | 0.197 | 66.7418
| P237253 | CAM-ST REAR PANEL TWO-WAY SWITCH 3P 25A 67X67 | 1 | 0.266 | 83.5164
| P239611 | NAVE SPARE CONTACT COMPONENTS FOR NAVE CONTROL DEVICES 232616,232626,232636 | 5 | 0.128 | 167.3382
| P239612 | NAVE SPARE CONTACT COMPONENTS FOR NAVE CONTROL DEVICES 232627,232637 | 5 | 0.138 | 185.7927
| P239613 | NAVE SPARE CONTACT COMPONENTS FOR NAVE CONTROL DEVICES 232628 | 5 | 0.177 | 256.9382
| P261021 | RONDO WALL-MOUNTING PUSH BUTTON IN ALUMINIUM 1XM20 10A 400V | 1 | 0.2 | 60.6073
| P261403 | TAIS MIGNON SINGLE POLE PUSH BUTTON NO 10A 400V WITH 2 ENTRIES BOTTOM SIDE 3/8"GAS | 1 | 0.184 | 53.76
| P261413 | TAIS MIGNON SINGLE POLE PUSH BUTTON NC 10A 400V WITH 2 ENTRIES BOTTOM SIDE 3/8"GAS | 1 | 0.188 | 58.4945
| P261432 | TAIS MIGNON PUSH BUTTON 1OA NA/NC IN THERMOSETTING (GRP), FOR WALL MOUNTING 1XM20 | 1 | 0.217 | 83.6691
| P261432EX | MIGNON-EX START STOP PUSH BUTTON ( GRP ) 10A 3D 3G | 1 | 0.256 | 115.1564
| P261433 | TAIS MIGNON PUSH BUTTON 1OA NA/NC IN THERMOSETTING (GRP), FOR WALL MOUNTING 1XM20 | 1 | 0.217 | 83.2873
| P261433EX | MIGNON-EX PUSH BUTTON ON OFF 10A 3D 3G | 1 | 0.256 | 115.1564
| P261435 | TAIS MIGNON SINGLE POLE PUSH BUTTON NO 10A 400V WITH 1 ENTRIES UPPER SIDE M20 | 10 | 0.211 | 49.1527
04-20-26435 | P261435EX | MIGNON-EX PUSH BUTTON 1X10A NA 3D 3G | 1 | 0.229 | 69.5673
| P261445 | TAIS MIGNON SINGLE POLE PUSH BUTTON NC 10A 400V WITH 1 ENTRIES UPPER SIDE M20 | 1 | 0.195 | 57.4509
04-20-26445 | P261445EX | MIGNON-EX PUSH BUTTON 1X10A NC 3D 3G | 1 | 0.221 | 79.4436
| P261493 | TAIS MIGNON ON-OFF PUSH BUTTON 10A IN PANEL MOUNTING WATERTIGHT ENCLOSURE | 1 | 0.188 | 81.1745
| P261495 | TAIS MIGNON SINGLE POLE PUSH BUTTON 10A 400V NA IN PANEL MOUNTING WATERTIGHT ENCLOSURE | 1 | 0.159 | 47.2945
| P261496 | TAIS MIGNON SINGLE POLE PUSH BUTTON 10A 400V NC IN PANEL MOUNTING WATERTIGHT ENCLOSURE | 1 | 0.157 | 55.0836
| P265103 | CAM-SZ WATERTIGHT EMERGENCY ISOLATOR SWITCH WITH DOOR LOCK 3P 100A | 1 | 0.664 | 146.1855
| P265104 | CAM-SZ WATERTIGHT EMERGENCY ISOLATOR SWITCH WITH DOOR LOCK 4P 100A | 1 | 0.7 | 165.2509
| P265162 | CAM-SZ WATERTIGHT EMERGENCY ISOLATOR SWITCH WITH DOOR LOCK 2P 16A | 1 | 0.38 | 43.4764
| P265163 | CAM-SZ WATERTIGHT EMERGENCY ISOLATOR SWITCH WITH DOOR LOCK 3P 16A | 1 | 0.39 | 44.7491
| P265164 | CAM-SZ WATERTIGHT EMERGENCY ISOLATOR SWITCH WITH DOOR LOCK 4P 16A | 1 | 0.4 | 51.7236
| P265253 | CAM-SZ WATERTIGHT EMERGENCY ISOLATOR SWITCH WITH DOOR LOCK 3P 25A | 1 | 0.4 | 45.64
| P265254 | CAM-SZ WATERTIGHT EMERGENCY ISOLATOR SWITCH WITH DOOR LOCK 4P 25A | 1 | 0.42 | 52.8691
| P265322 | CAM-SZ WATERTIGHT EMERGENCY ISOLATOR SWITCH WITH DOOR LOCK 2P 32A | 1 | 0.387 | 47.2945
| P265323 | CAM-SZ WATERTIGHT EMERGENCY ISOLATOR SWITCH WITH DOOR LOCK 3P 32A | 1 | 0.4 | 54.6509
| P265324 | CAM-SZ WATERTIGHT EMERGENCY ISOLATOR SWITCH WITH DOOR LOCK 4P 32A | 1 | 0.406 | 59.2327
| P265403 | CAM-SZ WATERTIGHT EMERGENCY ISOLATOR SWITCH WITH DOOR LOCK 3P 40A | 1 | 0.672 | 80.3345
| P265404 | CAM-SZ WATERTIGHT EMERGENCY ISOLATOR SWITCH WITH DOOR LOCK 4P 40A | 1 | 0.662 | 87.8436
| P265413 | CAM-SZ WATERTIGHT EMERGENCY ISOLATOR SWITCH WITH DOOR LOCK 3P 40A | 1 |  | 63.81
| P265414 | CAM-SZ WATERTIGHT EMERGENCY ISOLATOR SWITCH WITH DOOR LOCK 4P 40A | 1 |  | 73.21
| P265632 | CAM-SZ WATERTIGHT EMERGENCY ISOLATOR SWITCH DOOR LOCK 2P 63A | 1 | 0.65 | 91.1527
| P265633 | CAM-SZ WATERTIGHT EMERGENCY ISOLATOR SWITCH DOOR LOCK 3P 63A | 1 | 0.66 | 94.0545
| P265634 | CAM-SZ WATERTIGHT EMERGENCY ISOLATOR SWITCH DOOR LOCK 4P 63A | 1 | 0.71 | 116.8109
| P266103 | CAM-SZ WATERTIGHT ISOLATOR SWITCH WITH DOOR LOCK 3P 100A | 1 | 0.65 | 146.1855
| P266104 | CAM-SZ WATERTIGHT ISOLATOR SWITCH WITH DOOR LOCK 3P 100A | 1 | 0.708 | 165.2509
| P266162 | CAM-SZ WATERTIGHT ISOLATOR SWITCH WITH DOOR LOCK 2P 16A | 1 | 0.38 | 43.4764
| P266163 | CAM-SZ WATERTIGHT ISOLATOR SWITCH WITH DOOR LOCK 3P 16A | 1 | 0.39 | 44.7491
| P266164 | CAM-SZ WATERTIGHT ISOLATOR SWITCH WITH DOOR LOCK 4P 16A | 1 | 0.402 | 51.7236
| P266323 | CAM-SZ WATERTIGHT ISOLATOR SWITCH WITH DOOR LOCK 3P 32A | 1 | 0.391 | 54.6509
| P266324 | CAM-SZ WATERTIGHT ISOLATOR SWITCH WITH DOOR LOCK 4P 32A | 1 | 0.405 | 59.2327
| P266632 | CAM-SZ WATERTIGHT ISOLATOR SWITCH WITH DOOR LOCK 2P 63A | 1 | 0.65 | 91.1527
| P266633 | CAM-SZ WATERTIGHT ISOLATOR SWITCH WITH DOOR LOCK 3P 63A | 1 | 0.66 | 94.0545
| P267103 | CAM-SZ REAR PANEL WATERTIGHT EMERGENCY ISOLATOR SWITCH 3P 100A | 1 | 0.602 | 160.16
| P267104 | CAM-SZ REAR PANEL WATERTIGHT EMERGENCY ISOLATOR SWITCH 4P 100A | 1 | 0.63 | 177.9527
| P267162 | CAM-SZ REAR PANEL WATERTIGHT EMERGENCY ISOLATOR SWITCH 2P 16A | 1 | 0.361 | 27.3382
| P267163 | CAM-SZ REAR PANEL WATERTIGHT EMERGENCY ISOLATOR SWITCH 3P 16A | 1 | 0.39 | 35.2036
| P267164 | CAM-SZ REAR PANEL WATERTIGHT EMERGENCY ISOLATOR SWITCH 4P 16A | 1 | 0.4 | 41.3127
| P267253 | CAM-SZ REAR PANEL WATERTIGHT EMERGENCY ISOLATOR SWITCH 3P 25A | 1 | 0.39 | 44.24
| P267254 | CAM-SZ REAR PANEL WATERTIGHT EMERGENCY ISOLATOR SWITCH 4P 25A | 1 | 0.4 | 50.8582
| P267322 | CAM-SZ REAR PANEL WATERTIGHT EMERGENCY ISOLATOR SWITCH 2P 32A | 1 | 0.36 | 43.4764
| P267323 | CAM-SZ REAR PANEL WATERTIGHT EMERGENCY ISOLATOR SWITCH 3P 32A | 1 | 0.39 | 52.1055
| P267324 | CAM-SZ REAR PANEL WATERTIGHT EMERGENCY ISOLATOR SWITCH 4P 32A | 1 | 0.4 | 57.4509
| P267403 | CAM-SZ REAR PANEL WATERTIGHT EMERGENCY ISOLATOR SWITCH 3P 40A | 1 | 0.6 | 94.9455
| P267404 | CAM-SZ REAR PANEL WATERTIGHT EMERGENCY ISOLATOR SWITCH 4P 40A | 1 | 0.63 | 108.8182
| P267413 | CAM-SZ REAR PANEL WATERTIGHT EMERGENCY ISOLATOR SWITCH 3P 40A | 1 |  | 58.6
| P267414 | CAM-SZ REAR PANEL WATERTIGHT EMERGENCY ISOLATOR SWITCH 4P 40A | 1 |  | 70.18
| P267632 | CAM-SZ REAR PANEL WATERTIGHT EMERGENCY ISOLATOR SWITCH 2P 63A | 1 | 0.552 | 89.3709
| P267633 | CAM-SZ REAR PANEL WATERTIGHT EMERGENCY ISOLATOR SWITCH 3P 63A | 1 | 0.6 | 105.1273
| P267634 | CAM-SZ REAR PANEL WATERTIGHT EMERGENCY ISOLATOR SWITCH 4P 63A | 1 | 0.63 | 120.3745
| P268103 | CAM-SZ REAR PANEL WATERTIGHT ISOLATOR SWITCH 3P 100A | 1 | 0.6 | 160.16
| P268162 | CAM-SZ REAR PANEL WATERTIGHT ISOLATOR SWITCH 2P 16A | 1 | 0.36 | 27.3382
| P268163 | CAM-SZ REAR PANEL WATERTIGHT ISOLATOR SWITCH 3P 16A | 1 | 0.39 | 35.2036
| P268164 | CAM-SZ REAR PANEL WATERTIGHT ISOLATOR SWITCH 4P 16A | 1 | 0.4 | 41.3127
| P268253 | CAM-SZ REAR PANEL WATERTIGHT ISOLATOR SWITCH 3P 25A | 1 | 0.39 | 44.24
| P268254 | CAM-SZ REAR PANEL WATERTIGHT ISOLATOR SWITCH 4P 25A | 1 | 0.4 | 50.8582
| P268322 | CAM-SZ REAR PANEL WATERTIGHT ISOLATOR SWITCH 2P 32A | 1 | 0.362 | 43.4764
| P268323 | CAM-SZ REAR PANEL WATERTIGHT ISOLATOR SWITCH 3P 32A | 1 | 0.39 | 52.1055
| P268324 | CAM-SZ REAR PANEL WATERTIGHT ISOLATOR SWITCH 4P 32A | 1 | 0.4 | 57.4509
| P268403 | CAM-SZ REAR PANEL WATERTIGHT ISOLATOR SWITCH 3P 40A | 1 | 0.6 | 94.9455
| P268404 | CAM-SZ REAR PANEL WATERTIGHT ISOLATOR SWITCH 4P 40A | 1 | 0.63 | 108.8182
| P268632 | CAM-SZ REAR PANEL WATERTIGHT ISOLATOR SWITCH 2P 63A | 1 | 0.55 | 89.3709
| P268633 | CAM-SZ REAR PANEL WATERTIGHT ISOLATOR SWITCH 3P 63A | 1 | 0.6 | 105.1273
| P270103EX | CAM-EX ISOLATOR SWITCH IN ALUMINIUM ALLOY 3X100A 2D 3G | 1 |  | 639.0618
| P270104EX | CAM-EX ISOLATOR SWITCH IN ALUMINIUM ALLOY 4X100A 2D 3G | 1 |  | 686.5091
| P270162EX | CAM-EX ISOLATOR SWITCH IN ALUMINIUM ALLOY 2X16A 2D 3G | 1 |  | 299.1164
| P270163EX | CAM-EX ISOLATOR SWITCH IN ALUMINIUM ALLOY 3X16A 2D 3G | 1 |  | 317.5455
| P270164EX | CAM-EX ISOLATOR SWITCH IN ALUMINIUM ALLOY 4X16A 2D 3G | 1 |  | 326.7855
| P270225 | CAM-ST 225MM EXTENTION SHAFT IN ALUMINIUM | 1 | 0.082 | 11.7091
| P270226 | CAM-SZ 1NC AUX POSTPONED CONTACT FOR SELECTOR SWITCHES 16-32A | 1 | 0.016 | 16.2655
| P270227 | CAM-SZ 1NA AUX ANTICIPATED CONTACT FOR SELECTOR SWITCHES 16-32A | 1 | 0.015 | 16.2655
| P270230 | CAM-SZ 1NC AUX CONTACT FOR SELECTOR SWITCHES 16-32A | 1 | 0.013 | 10.9455
| P270231 | CAM-SZ 1NA AUX CONTACT FOR SELECTOR SWITCHES 16-32A | 1 | 0.012 | 13.9745
| P270235 | CAM-SZ AUX CONTACTS ADJUSTER ON 16-32A SELECTOR SWITCHES | 1 | 0.043 | 4.48
| P270236 | CAM-ST ADJUSTER FOR BOTTOM PANEL CAM-ST SWITCHES | 1 | 0.025 | 4.5055
| P270237 | CAM-ST ADJUSTER FOR 16-25 D.22 48X48 CAM-ST SWITCHES | 1 | 0.03 | 20.4655
| P270239 | CAM-ST BLACK ADJUSTER FOR 16-25 D.22 67X67 CAM-ST SWITCHES | 1 | 0.029 | 21.4836
| P270240 | CAM-ST YELLOW ADJUSTER FOR 16-25 D.22 67X67 CAM-ST SWITCHES | 1 | 0.03 | 21.6109
| P270241 | CAM-SZ TERMINALS CAP FOR 16-32A SELECTOR SWITCHES | 1 | 0.01 | 5.4727
| P270242 | CAM-SZ TERMINALS CAP FOR 40-100A SELECTOR SWITCHES | 1 | 0.02 | 6.6182
| P270243 | CAM-ST ADJUSTER FOR BOTTOM PANEL CAM-ST SWITCHES | 1 | 0.031 | 4.5055
| P270247 | CAM-ST WALL MOUNTING ENCLOSURE FOR CAM-ST | 1 | 0.4 | 35.2036
| P270248 | CAM-ST WALL MOUNTING BLIND ENCLOSURE FOR CAM-ST | 1 | 0.147 | 35.5855
| P270252EX | CAM-EX ISOLATOR SWITCH IN ALUMINIUM ALLOY 2X25A 2D 3G | 1 |  | 326.7855
| P270253EX | CAM-EX ISOLATOR SWITCH IN ALUMINIUM ALLOY 3X25A 2D 3G | 1 |  | 339.9455
| P270254EX | CAM-EX ISOLATOR SWITCH IN ALUMINIUM ALLOY 4X25A 2D 3G | 1 |  | 347.8618
| P270323EX | CAM-EX ISOLATOR SWITCH IN ALUMINIUM ALLOY 3X32A 2D 3G | 1 |  | 353.1309
| P270324EX | CAM-EX ISOLATOR SWITCH IN ALUMINIUM ALLOY 4X32A 2D 3G | 1 |  | 366.3164
| P270326 | AUXILIARY CONTACT NC POST 10A | 1 | 0.015 | 15.12
| P270327 | AUXILIARY CONTACT NA ANT 10A | 1 | 0.015 | 15.2473
| P270330 | AUXILIARY CONTACT NC 10A | 1 | 0.01 | 10.36
| P270331 | AUXILIARY CONTACT NA 10A | 1 | 0.01 | 13.0836
| P270332 | AUXILIARY CONTACT NA+NC 10A | 1 | 0.025 | 23.7745
| P270335 | TAIS AUXILIARY CONTACTS KIT | 1 | 0.02 | 4.9382
| P270350 | CAM-ST 350 MM EXTENTION SHAFT IN ALUMINIUM | 1 | 0.095 | 14.8655
| P270403EX | CAM-EX ISOLATOR SWITCH IN ALUMINIUM ALLOY 3X40A 2D 3G | 1 |  | 606.1236
| P270404EX | CAM-EX ISOLATOR SWITCH IN ALUMINIUM ALLOY 4X40A 2D 3G | 1 |  | 656.1927
| P270430 | CAM AUXILIARY CONTACT FOR SWITCHES 125-400A NC 16A | 1 |  | 23.01
| P270431 | CAM AUXILIARY CONTACT FOR SWITCHES 125-400A NO 16A | 1 |  | 25.17
| P270432 | CAM AUXILIARY CONTACT FOR SWITCHES 125-400A NO+NC 16A | 1 |  | 50.22
| P270433 | CAM AUXILIARY CONTACT FOR SWITCHES 630A NO+NC 16A | 1 |  | 26.57
| P270500 | CAM-ST 500 MM EXTENTION SHAFT IN ALUMINIUM | 1 | 0.11 | 22.2473
| P270512 | CAM SWITCH WITH DOORLOCK WITH CAP 3X100A LAYOUT 2 FOR CABINETS | 1 | 2.86 | 496.7455
| P270513 | CAM SWITCH WITH DOORLOCK WITH CAP 4X100A LAYOUT 3 FOR CABINETS | 1 | 3.12 | 571.8618
| P270517 | CAM SELECTOR SWITCH WITH DOORLOCK WITH CAP 4X100 LAYOUT 7 FOR CABINETS | 1 | 3.77 | 939.4764
| P270528 | CAM BLACK KNOB WITH DOORLOCK FOR CABINETS FOR SWITCHES 100A | 1 | 0.358 | 57.0436
| P270538 | CAM BLACK HANDLE WITH DOORLOCK FOR CABINETS FOR SELECTOR SWITCHES 100A | 1 | 0.29 | 58.24
| P270628 | CAM BLACK HANDLE WITH DOORLOCK FOR CABINETS FOR SWITCHES 200A | 2 | 0.375 | 58.24
| P270633EX | CAM-EX ISOLATOR SWITCH IN ALUMINIUM ALLOY 3X63A 2D 3G | 1 |  | 614.0145
| P270634EX | CAM-EX ISOLATOR SWITCH IN ALUMINIUM ALLOY 4X63A 2D 3G | 1 |  | 661.4618
| P270638 | CAM BLACK HANDLE WITH DOORLOCK FOR CABINETS FOR SELECTOR SWITCHES 200A | 1 | 0.338 | 58.24
| P270728 | CAM BLACK HANDWHEEL WITH DOORLOCK FOR CABINETS FOR SWITCHES 400A | 1 | 0.591 | 135.7236
| P270803EX | CAM-EX ISOLATOR SWITCH IN ALUMINIUM ALLOY 3X80A 2D 3G | 1 |  | 666.7309
| P270804EX | CAM-EX ISOLATOR SWITCH IN ALUMINIUM ALLOY 4X80A 2D 3G | 1 |  | 718.1236
| P270900 | CAM ADJUSTABLE SPACER SUPPORT KIT FOR ATTACHING 16/25/40/63A CONTROL DEVICES | 10 | 0.259 | 27.1345
| P270901 | CAM SPARE HANDLES FOR CAM CONTROL DEVICES 16/25A | 1 | 0.006 | 2.7236
| P270902 | CAM LOCKABLE HANDLES "0" FOR CONTROL DEVICES 16/25A | 1 | 0.022 | 15.4255
| P270903 | CAM LOCKABLE HANDLES "I" FOR CONTROL DEVICES 16/25A | 1 | 0.015 | 15.4255
| P270909 | CAM-SZ KIT MAN. GRIGIO/NERA | 1 |  | 6.3636
| P270911 | CAM SPARE HANDLES FOR CAM CONTROL DEVICES 40/63A | 1 | 0.018 | 3.92
| P270912 | CAM LOCKABLE HANDLE "0" FOR INTERLOCKED SOCKETS AND CONTROL DEVICES 32/40/63A | 1 | 0.044 | 20.8218
| P270913 | CAM LOCKABLE HANDLE "I" FOR INTERLOCKED SOCKETS AND CONTROL DEVICES 32/40/63A | 1 | 0.059 | 20.9491
| P270914 | CAM LOCKABLE RED/YELLOW EMERGENCY HANDLE POS."O" FOR SOCKETS AND CONTROL DEVICES 16/25A | 1 | 0.022 | 22.2727
| P270916 | CAM LOCKABLE RED/YELLOW EMERGENCY HANDLE POS."O" FOR SOCKETS AND CONTROL DEVICES 32/63A | 1 | 0.066 | 34.0073
| P270921 | CAM SPARE HANDLES FOR CAM CONTROL DEVICES 100-200A | 1 | 0.069 | 9.1891
| P270932 | TAIS SPARE HANDLES, HIGH VISIBILITY WITH LOCK POSITION "0/1" 32/40/63A | 1 | 0.045 | 19.3709
| P270941 | CAM SPARE LEVERS FOR REAR PANEL CAM CONTROL DEVICES 16/25A | 1 | 0.036 | 30.4436
| P270951 | CAM SPARE LEVERS FOR REAR PANEL CAM CONTROL DEVICES 40/63A | 1 | 0.039 | 29.9091
| P270961 | CAM SPARE LEVERS FOR REAR PANEL CAM CONTROL DEVICES 100/800A | 1 | 0.101 | 46.3782
| P271225 | CAM-ST CAM-ST 12/25A 225MM EXTENSION SHAFT | 1 | 0.1 | 11.7091
| P271350 | CAM-ST CAM-ST 12/25A 350MM EXTENSION SHAFT | 1 | 0.1 | 14.8655
| P271500 | CAM-ST CAM-ST 12/25A 500MM EXTENSION SHAFT | 1 | 0.1 | 22.2473
| P272141 | CAM ISOLATOR SWITCH 2X16A LAYOUT 1 2F0 IN ALUMINIUM ALLOY | 1 | 0.596 | 143.6145
| P272141EX | CAM-EX ISOLATOR SWITCH IN ALUMINIUM ALLOY 2X16A IP66/IP67 2D 3G | 1 | 0.807 | 189.7382
| P272142 | CAM ISOLATOR SWITCH 3X16A LAYOUT 2 2F0 IN ALUMINIUM ALLOY | 1 | 0.672 | 147.5855
| P272142EX | CAM-EX ISOLATOR SWITCH IN ALUMINIUM ALLOY 3X16A IP66/IP67 2D 3G | 1 | 0.856 | 197.6545
| P272143 | CAM ISOLATOR SWITCH 4X16A LAYOUT 3 2F0 IN ALUMINIUM ALLOY | 1 | 0.688 | 154.1782
| P272143EX | CAM-EX ISOLATOR SWITCH IN ALUMINIUM ALLOY 4X16A IP66/IP67 2D 3G | 1 | 0.869 | 205.5455
| P272144 | CAM ISOLATOR SWITCH 6X16A 2F0 IN ALUMINIUM ALLOY IP66/IP67 | 1 | 0.948 | 204.2473
| P272144EX | CAM-EX ISOLATOR SWITCH IN ALUMINIUM ALLOY 6X16A IP66/IP67 2D 3G | 1 | 1.558 | 267.4764
| P272146 | CAM SELECTOR SWITCH, FOR WALL MOUNTING, 3X16A LAYOUT 6 2F0 IN ALUMINIUM ALLOY | 1 | 0.947 | 227.9455
| P272146EX | CAM-EX SELECTOR SWITCH IN ALUMINIUM ALLOY 3X16A IP66/IP67 2D 3G | 1 | 1.554 | 301.7382
| P272147 | CAM SELECTOR SWITCH, FOR WALL MOUNTING, 4X16A LAYOUT 7 2F0 IN ALUMINIUM ALLOY | 1 | 1.049 | 267.4764
| P272147EX | CAM-EX SELECTOR SWITCH IN ALUMINIUM ALLOY 4X16A IP66/IP67 2D 3G | 1 | 1.612 | 353.1309
| P272148 | CAM TWO-WAY SWITCH, FOR WALL MOUNTING, 1X16A LAYOUT 8 2F0 IN ALUMINIUM ALLOY | 1 | 0.645 | 151.5309
| P272152 | CAM REVERSING SWITCH FOR THREE-PHASE MOTORS, FOR WALL MOUNTING, 16A LAYOUT 12 2F0 | 1 | 0.938 | 214.7855
| P272153 | CAM STAR/TRIANGLE STARTER, FOR WALL MOUNTING, 16A LAYOUT 13 2F0 | 1 | 1.042 | 270.1236
| P272155 | CAM POLE CHANGING SWITCH, FOR WALL MOUNTING, 16A LAYOUT 15 2F0 | 1 | 1.062 | 270.1236
| P272178 | CAM REVERSING SWITCH, FOR WALL MOUNTING, 16A LAYOUT 38 2F0 | 1 | 0.686 | 181.8473
| P272232 | CAM SWITCH FOR WALL MOUTING IN ALUMINIUM 3X32A HD IP66/67 | 1 |  | 167.3382
| P272233 | CAM SWITCH FOR WALL MOUTING IN ALUMINIUM 4X32A HD IP66/67 | 1 |  | 177.8764
| P272241 | CAM ISOLATOR SWITCH 2X25A LAYOUT 1 2F0 IN ALUMINIUM ALLOY | 1 | 0.603 | 146.2618
| P272241EX | CAM-EX ISOLATOR SWITCH IN ALUMINIUM ALLOY 2X25A IP66/IP67 2D 3G | 1 | 0.804 | 192.3855
| P272242 | CAM ISOLATOR SWITCH 3X25A LAYOUT 2 2F0 IN ALUMINIUM ALLOY | 1 | 0.665 | 154.1782
| P272242EX | CAM-EX ISOLATOR SWITCH IN ALUMINIUM ALLOY 3X25A IP66/IP67 2D 3G | 1 | 0.835 | 205.5455
| P272243 | CAM ISOLATOR SWITCH 4X25A LAYOUT 3 2F0 IN ALUMINIUM ALLOY | 1 | 0.684 | 160.7455
| P272243EX | CAM-EX ISOLATOR SWITCH IN ALUMINIUM ALLOY 4X25A IP66/IP67 2D 3G | 1 | 0.872 | 210.8145
| P272244 | CAM ISOLATOR SWITCH 6X25A 2F0 IN ALUMINIUM ALLOY IP66/IP67 | 1 | 0.948 | 209.5164
| P272244EX | CAM-EX ISOLATOR SWITCH IN ALUMINIUM ALLOY 6X25A IP66/IP67 2D 3G | 1 | 1.528 | 278.0145
| P272246 | CAM SELECTOR SWITCH, FOR WALL MOUNTING, 3X25A LAYOUT 6 2F0 IN ALUMINIUM ALLOY | 1 | 0.923 | 234.5382
| P272246EX | CAM-EX SELECTOR SWITCH IN ALUMINIUM ALLOY 3X25A IP66/IP67 2D 3G | 1 | 1.526 | 309.6545
| P272247 | CAM SELECTOR SWITCH, FOR WALL MOUNTING, 4X25A LAYOUT 7 2F0 IN ALUMINIUM ALLOY | 1 | 1.056 | 272.7455
| P272247EX | CAM-EX SELECTOR SWITCH IN ALUMINIUM ALLOY 4X25A IP66/IP67 2D 3G | 1 | 1.596 | 364.9927
| P272252 | CAM REVERSING SWITCH FOR THREE-PHASE MOTORS, FOR WALL MOUNTING, 25A LAYOUT 12 2F0 | 1 | 0.917 | 227.9455
| P272255 | CAM POLE CHANGING SWITCH, FOR WALL MOUNTING, 25A LAYOUT 15 2F0 | 1 | 1.046 | 274.0691
| P272301 | CAM ISOLATOR SWITCH 2X40A LAYOUT 1 2F1 IN ALUMINIUM ALLOY | 1 | 1.308 | 222.6764
| P272301EX | CAM-EX ISOLATOR SWITCH IN ALUMINIUM ALLOY 2X40A IP66/IP67 2D 3G | 1 | 1.782 | 288.5782
| P272302 | CAM ISOLATOR SWITCH 3X40A LAYOUT 2 2F1 IN ALUMINIUM ALLOY | 1 | 1.429 | 239.8073
| P272302EX | CAM-EX ISOLATOR SWITCH IN ALUMINIUM ALLOY 3X40A IP66/IP67 2D 3G | 1 | 1.908 | 322.8145
| P272303 | CAM ISOLATOR SWITCH 4X40A LAYOUT 3 2F1 IN ALUMINIUM ALLOY | 1 | 1.475 | 254.3164
| P272303EX | CAM-EX ISOLATOR SWITCH IN ALUMINIUM ALLOY 4X40A IP66/IP67 2D 3G | 1 | 1.932 | 333.3782
| P272304 | CAM ISOLATOR SWITCH 6X40A 2F1 IN ALUMINIUM ALLOY IP66/IP67 | 1 | 1.849 | 312.2764
| P272304EX | CAM-EX ISOLATOR SWITCH IN ALUMINIUM ALLOY 6X40A IP66/IP67 2D 3G | 1 | 2.037 | 415.0618
| P272306 | CAM SELECTOR SWITCH, FOR WALL MOUNTING, 3X40A LAYOUT 6 2F1 IN ALUMINIUM ALLOY | 1 | 1.862 | 390.0145
| P272306EX | CAM-EX SELECTOR SWITCH IN ALUMINIUM ALLOY 3X40A IP66/IP67 2D 3G | 1 | 1.997 | 513.8764
| P272307 | CAM SELECTOR SWITCH, FOR WALL MOUNTING, 4X40A LAYOUT 7 2F1 IN ALUMINIUM ALLOY | 1 | 2.094 | 467.7782
| P272307EX | CAM-EX SELECTOR SWITCH IN ALUMINIUM ALLOY 4X40A IP66/IP67 2D 3G | 1 | 2.143 | 614.0145
| P272312 | CAM REVERSING SWITCH FOR THREE-PHASE MOTORS, FOR WALL MOUNTING, 40A LAYOUT 12 2F1 | 1 | 1.814 | 376.8545
| P272313 | CAM STAR/TRIANGLE STARTER, FOR WALL MOUNTING, 40A LAYOUT 13 2F1 | 1 | 2.085 | 454.5927
| P272502 | CAM ISOLATOR SWITCH 3X100A LAYOUT 2 2F3 IN ALUMINIUM ALLOY | 1 | 5.2 | 794.5382
| P272503 | CAM ISOLATOR SWITCH 4X100A LAYOUT 3 2F3 IN ALUMINIUM ALLOY | 1 | 5.331 | 892.0545
| P272507 | CAM SELECTOR SWITCH, FOR WALL MOUNTING, 4X100A LAYOUT 7 2F5 IN ALUMINIUM ALLOY | 1 | 10.43 | 1872.3855
| P272542 | CAM SWITCH FOR WALL MOUTING IN ALUMINIUM 3X125A HD IP66/67 | 1 |  | 838.04
| P272543 | CAM SWITCH FOR WALL MOUTING IN ALUMINIUM 4X125A HD IP66/67 | 1 |  | 930.2618
| P272552 | CAM SWITCH FOR WALL MOUTING IN ALUMINIUM 3X160A HD IP66/67 | 1 |  | 889.4073
| P272553 | CAM SWITCH FOR WALL MOUTING IN ALUMINIUM 4X160A HD IP66/67 | 1 |  | 969.7927
| P272632 | CAM SWITCH FOR WALL MOUTING IN ALUMINIUM 3X250A HD IP66/67 | 1 |  | 1232
| P272633 | CAM SWITCH FOR WALL MOUTING IN ALUMINIUM 4X250A HD IP66/67 | 1 |  | 1322.9236
| P274031 | CAM ISOLATOR SWITCH WITH FUSE-HOLDER BASE 2X40A 2F1 IN ALUMINIUM ALLOY | 1 | 2.748 | 411.1164
| P274032 | CAM ISOLATOR SWITCH WITH FUSE-HOLDER BASE 3X40A 2F1 IN ALUMINIUM ALLOY | 1 | 2.95 | 463.8073
| P274033 | CAM ISOLATOR SWITCH WITH FUSE-HOLDER BASE 4X40A 2F1 IN ALUMINIUM ALLOY | 1 | 2.98 | 482.2618
| P274225 | CAM-ST DOOR LOCK KIT 225MM LONG SHAFT FOR 32/40/63 A CAM-ST SWICHES | 1 | 0.1 | 11.7091
| P274302 | CAM ISOLATOR SWITCH WITH FUSE HOLDER BASE A32 2X25A 2FO | 1 | 1.23 | 237.1855
| P274350 | CAM-ST DOOR LOCK KIT 350MM LONG SHAFT FOR 32/40-63 A CAM-ST SWICTHES | 1 | 0.1 | 14.8655
| P274401 | ALUPRES ALUMINUM ENCLOSURE WITH BLIND COVER 250X315X261 WITH FRAMES 1XF4 1XF5 | 1 |  | 432.1927
| P274402 | ALUPRESE STEEL ENCLOSURE WITH BLIND COVER 400X600X318 WITH SIDE FRAMES F3 | 1 |  | 1502.1236
| P274412 | ALUPRES ELECTRIC BLOCK SOCKET MAGNETOTHERMIC SWITCH 4X125A M250 F4 IP65 | 1 |  | 1810.4545
| P274416 | ALUPRES ELECTRIC BLOCK SOCKET MAGNETOTHERMIC SWITCH 4X160A M250 F4 IP65 | 1 |  | 2216.3018
| P274425 | ALUPRES ELECTRIC BLOCK SOCKET MAGNETOTHERMIC SWITCH 4X250A M250 F4 IP65 | 1 |  | 3361.3491
| P274440 | ALUPRES ELECTRIC BLOCK SOCKET MAGNETOTHERMIC SWITCH 4X400A 2XF3 IP65 | 1 |  | 7475.0582
| P274463 | ALUPRES ELECTRIC BLOCK SOCKET MAGNETOTHERMIC SWITCH 4X630A 2XF3 IP65 | 1 |  | 11358.1745
| P274500 | CAM-ST DOOR LOCK KIT 500MM LONG SHAFT FOR 32/40/63 A CAM S-ST SWITCHES | 1 | 0.1 | 22.2473
| P274637 | CAM SPARE A32 ROTARY CONTROL SWITCH FOR TAIS AND ALUPRES INTERLOCKED SOCKETS 32A 2P+E | 1 | 0.21 | 49.4073
| P274657 | CAM SPARE A32 ROTARY CONTROL SWITCH FOR TAIS AND ALUPRES INTERLOCKED SOCKETS 32A 3P+N+E | 1 | 0.241 | 66.0036
| P274658 | KIT INTERRUTTORE PER PR IB 63A | 1 |  | 92.2473
| P274659 | KIT INTERRUTTORE PER PR IB 125A | 1 |  | 158.1236
| P274772 | CAM SPARE SWITCH FOR WATERTIGHT FP SOCKET WITH ALIGNED POLES 3X400 | 1 | 5.809 | 1228.0545
| P274808 | CAM SPARE CAM ROTARY CONTROL SWITCH FOR TAIS AND ALUPRES INTERLOCKED SOCKETS 63A 2P+E | 1 | 0.782 | 181.8473
| P274828 | CAM SPARE CAM ROTARY CONTROL SWITCH FOR TAIS AND ALUPRES INTERLOCKED SOCKETS 63A 3P+N+E | 1 | 0.88 | 256.9382
| P274834 | CAM SPARE CAM ROTARY CONTROL SWITCH FOR TAIS AND ALUPRES INTERLOCKED SOCKETS 16A 2P+E | 1 | 0.207 | 73.3855
| P274837 | CAM SPARE CAM ROTARY CONTROL SWITCH FOR TAIS AND ALUPRES INTERLOCKED SOCKETS 32A 2P+E | 1 | 0.644 | 123.0727
| P274844 | CAM SPARE CAM ROTARY CONTROL SWITCH FOR TAIS AND ALUPRES INTERLOCKED SOCKETS 16A 3P+E | 1 | 0.244 | 83.7964
| P274847 | CAM SPARE CAM ROTARY CONTROL SWITCH FOR TAIS AND ALUPRES INTERLOCKED SOCKETS 32A 3P+E | 1 | 0.653 | 154.1782
| P274854 | CAM SPARE CAM ROTARY CONTROL SWITCH FOR TAIS AND ALUPRES INTERLOCKED SOCKETS 16A 3P+N+E | 1 | 0.241 | 91.84
| P274857 | CAM SPARE CAM ROTARY CONTROL SWITCH FOR TAIS AND ALUPRES INTERLOCKED SOCKETS 32A 3P+N+E | 1 | 0.736 | 159.4473
| P274938 | CAM SPARE CAM ROTARY CONTROL SWITCH FOR TAIS AND ALUPRES INTERLOCKED SOCKETS 125A 3P+E | 1 | 2.927 | 570.5382
| P274948 | CAM SPARE CAM ROTARY CONTROL SWITCH FOR TAIS AND ALUPRES INTERLOCKED SOCKETS 125A 3P+N+E | 1 | 3.089 | 682.5382
| P275112 | CAM SWITCH WITH DOORLOCK FOR CABINETS WITH PROTECTIVE CAP 16A 3P CAM LAYOUT 2 | 10 | 0.222 | 73.2582
| P275113 | CAM SWITCH WITH DOORLOCK FOR CABINETS WITH PROTECTIVE CAP 16A 4P CAM LAYOUT 3 | 10 | 0.42 | 77.9927
| P275116 | CAM SELECTOR SWITCH WITH DOORLOCK FOR CABINETS WITH PROTECTIVE CAP 16A 3P LAYOUT 6 | 1 | 0.3 | 151.5309
| P275117 | CAM SELECTOR SWITCH WITH DOORLOCK FOR CABINETS WITH PROTECTIVE CAP 16A 4P LAYOUT 7 | 1 | 0.382 | 179.2
| P275212 | CAM SWITCH WITH DOORLOCK FOR CABINETS WITH PROTECTIVE CAP 25A 3P CAM LAYOUT 2 | 10 | 0.232 | 74.8364
| P275213 | CAM SWITCH WITH DOORLOCK FOR CABINETS WITH PROTECTIVE CAP 25A 4P CAM LAYOUT 3 | 10 | 0.28 | 85.7818
| P275216 | CAM SELECTOR SWITCH WITH DOORLOCK FOR CABINETS WITH PROTECTIVE CAP 25A 3P LAYOUT 6 | 1 | 0.3 | 158.1236
| P275217 | CAM SELECTOR SWITCH WITH DOORLOCK FOR CABINETS WITH PROTECTIVE CAP 25A 4P LAYOUT 7 | 1 | 0.413 | 192.3855
| P275312 | CAM SWITCH WITH DOORLOCK FOR CABINETS WITH PROTECTIVE CAP 40A 3P CAM LAYOUT 2 | 5 | 0.671 | 121.8764
| P275313 | CAM SWITCH WITH DOORLOCK FOR CABINETS WITH PROTECTIVE CAP 40A 4P CAM LAYOUT 3 | 5 | 0.702 | 135.7236
| P275316 | CAM SELECTOR SWITCH WITH DOORLOCK FOR CABINETS WITH PROTECTIVE CAP 40A 3P LAYOUT 6 | 1 | 0.771 | 239.8073
| P275317 | CAM SELECTOR SWITCH WITH DOORLOCK FOR CABINETS WITH PROTECTIVE CAP 40A 4P LAYOUT 7 | 1 | 1.065 | 316.2473
| P276503 | CAM WATERTIGHT DISTRIBUTION BOARD SWITCH WITH HANDLE AND 0-I FRONT-PLATE 100A 4P LAYOUT 3 | 1 | 2.626 | 480.9382
| P276507 | CAM WATERTIGHT DISTRIBUTION BOARD LINE SELECTOR SWITCH WITH HANDLE 100A 4P LAYOUT 7 | 1 | 3.51 | 807.7236
| P276513 | CAM WATERTIGHT DISTRIBUTION BOARD STAR/TRIANGLE STARTER WITH HANDLE 100A LAYOUT 13 | 1 | 3.871 | 811.6691
| P276600 | CAM WATERTIGHT DISTRIBUTION BOARD AND FLUSH-MOUNTING SWITCH 16A 1P LAYOUT 0 | 1 | 0.151 | 49.9418
| P276601 | CAM WATERTIGHT DISTRIBUTION BOARD AND FLUSH-MOUNTING SWITCH 16A 2P LAYOUT 1 | 5 | 0.158 | 56.6618
| P276602 | CAM WATERTIGHT DISTRIBUTION BOARD AND FLUSH-MOUNTING SWITCH 16A 3P LAYOUT 2 | 5 | 0.244 | 64.96
| P276603 | CAM WATERTIGHT DISTRIBUTION BOARD AND FLUSH-MOUNTING SWITCH 16A 4P LAYOUT 3 | 5 | 0.2 | 71.1455
| P276604 | CAM WATERTIGHT DISTRIBUTION BOARD AND FLUSH-MOUNTING LINE SELECTOR SWITCH 16A 1P LAYOUT 4 | 1 | 0.15 | 59.2836
| P276605 | CAM WATERTIGHT DISTRIBUTION BOARD AND FLUSH-MOUNTING LINE SELECTOR SWITCH 16A 2P LAYOUT 5 | 1 | 0.22 | 81.1745
| P276606 | CAM WATERTIGHT DISTRIBUTION BOARD AND FLUSH-MOUNTING LINE SELECTOR SWITCH 16A 3P LAYOUT 6 | 5 | 0.27 | 114.7745
| P276607 | CAM WATERTIGHT DISTRIBUTION BOARD AND FLUSH-MOUNTING LINE SELECTOR SWITCH 16A 4P LAYOUT 7 | 1 | 0.315 | 140.9927
| P276608 | CAM WATERTIGHT DISTRIBUTION BOARD AND FLUSH-MOUNTING TWO-WAY SWITCH 16A 1P LAYOUT 8 | 1 | 0.154 | 63.2545
| P276609 | CAM WATERTIGHT DISTRIBUTION BOARD AND FLUSH-MOUNTING TWO-WAY SWITCH 16A 2P LAYOUT 9 | 1 | 0.21 | 84.4582
| P276610 | CAM WATERTIGHT DISTRIBUTION BOARD AND FLUSH-MOUNTING TWO-WAY SWITCH 16A 3P LAYOUT 10 | 1 | 0.27 | 114.7745
| P276611 | CAM WATERTIGHT DISTRIBUTION BOARD AND FLUSH-MOUNTING TWO-WAY SWITCH 16A 4P LAYOUT 11 | 1 | 0.343 | 144.9382
| P276612 | CAM WATERTIGHT DISTRIBUTION BOARD AND FLUSH-MOUNTING REVERSING SWITCH FOR THREE-PHASE MOTORS 16A 3P LAYOUT 12 | 5 | 0.278 | 112.7891
| P276613 | CAM WATERTIGHT DISTRIBUTION BOARD AND FLUSH-MOUNTING STAR/TRIANGLE STARTER 16A 3P LAYOUT 13 | 1 | 0.341 | 239.8073
| P276701 | CAM WATERTIGHT DISTRIBUTION BOARD AND FLUSH-MOUNTING SWITCH 25A 2P LAYOUT 1 | 1 | 0.168 | 61.0145
| P276702 | CAM WATERTIGHT DISTRIBUTION BOARD AND FLUSH-MOUNTING SWITCH 25A 3P LAYOUT 2 | 5 | 0.22 | 66.5382
| P276703 | CAM WATERTIGHT DISTRIBUTION BOARD AND FLUSH-MOUNTING SWITCH 25A 4P LAYOUT 3 | 5 | 0.22 | 73.5127
| P276705 | CAM WATERTIGHT DISTRIBUTION BOARD AND FLUSH-MOUNTING LINE SELECTOR SWITCH 25A 2P LAYOUT 5 | 1 | 0.216 | 88.5564
| P276706 | CAM WATERTIGHT DISTRIBUTION BOARD AND FLUSH-MOUNTING LINE SELECTOR SWITCH 25A 3P LAYOUT 6 | 1 | 0.28 | 122.4109
| P276707 | CAM WATERTIGHT DISTRIBUTION BOARD AND FLUSH-MOUNTING LINE SELECTOR SWITCH 25A 4P LAYOUT 7 | 1 | 0.32 | 154.1782
| P276712 | CAM WATERTIGHT DISTRIBUTION BOARD AND FLUSH-MOUNTING REVERSING SWITCH FOR THREE-PHASE MOTORS 25A 3P LAYOUT 12 | 5 | 0.286 | 114.7745
| P276713 | CAM WATERTIGHT DISTRIBUTION BOARD AND FLUSH-MOUNTING STAR/TRIANGLE STARTER 25A 3P LAYOUT 13 | 1 | 0.35 | 241.1309
| P276801 | CAM WATERTIGHT DISTRIBUTION BOARD AND FLUSH-MOUNTING SWITCH 40A 2P LAYOUT 1 | 1 | 0.492 | 88.5564
| P276802 | CAM WATERTIGHT DISTRIBUTION BOARD AND FLUSH-MOUNTING SWITCH 40A 3P LAYOUT 2 | 1 | 0.618 | 110.0145
| P276803 | CAM WATERTIGHT DISTRIBUTION BOARD AND FLUSH-MOUNTING SWITCH 40A 4P LAYOUT 3 | 1 | 0.66 | 118.9745
| P276805 | CAM WATERTIGHT DISTRIBUTION BOARD AND FLUSH-MOUNTING LINE SELECTOR SWITCH 40A 2P LAYOUT 5 | 1 | 0.65 | 156.8
| P276806 | CAM WATERTIGHT DISTRIBUTION BOARD AND FLUSH-MOUNTING LINE SELECTOR SWITCH 40A 3P LAYOUT 6 | 1 | 0.82 | 224
| P276807 | CAM WATERTIGHT DISTRIBUTION BOARD AND FLUSH-MOUNTING LINE SELECTOR SWITCH 40A 4P LAYOUT 7 | 1 | 0.942 | 295.1455
| P276812 | CAM WATERTIGHT DISTRIBUTION BOARD AND FLUSH-MOUNTING REVERSING SWITCH FOR THREE-PHASE MOTORS 40A 3P LAYOUT 12 | 1 | 0.752 | 213.4618
| P276813 | CAM WATERTIGHT DISTRIBUTION BOARD AND FLUSH-MOUNTING STAR/TRIANGLE STARTER 40A 3P LAYOUT 13 | 1 | 0.998 | 278.0145
| P276910 | CAM REAR PROTECTION CAPS FOR DISTRIBUTION BOARDS IN TRANSPARENT THERMOPLASTIC 16/25A | 1 | 0.138 | 40.32
| P276911 | CAM REAR PROTECTION CAPS FOR DISTRIBUTION BOARDS IN TRANSPARENT THERMOPLASTIC 16/25A | 1 | 0.23 | 42.8145
| P276912 | CAM REAR PROTECTION CAPS FOR DISTRIBUTION BOARDS IN TRANSPARENT THERMOPLASTIC 16/25A | 1 | 0.245 | 46.7855
| P276913 | CAM REAR PROTECTION CAPS FOR DISTRIBUTION BOARDS IN TRANSPARENT THERMOPLASTIC 16/25A | 1 | 0.233 | 49.9418
| P276930 | CAM REAR PROTECTION CAPS FOR DISTRIBUTION BOARDS IN TRANSPARENT THERMOPLASTIC 40/63A | 1 | 0.385 | 83.7964
| P276931 | CAM REAR PROTECTION CAPS FOR DISTRIBUTION BOARDS IN TRANSPARENT THERMOPLASTIC 40/63A | 1 | 0.465 | 84.4582
| P276932 | CAM REAR PROTECTION CAPS FOR DISTRIBUTION BOARDS IN TRANSPARENT THERMOPLASTIC 40/63A | 1 | 0.505 | 93.2909
| P280612 | CAM SWITCH WITH DOORLOCK FOR CABINETS WITH PROTECTIVE CAP 200A 3P LAYOUT 2 | 1 | 3.47 | 566.5927
| P280613 | CAM SWITCH WITH DOORLOCK FOR CABINETS WITH PROTECTIVE CAP 200A 4P LAYOUT 3 | 1 | 3.9 | 686.5091
| P280617 | CAM SELECTOR SWITCH WITH DOORLOCK FOR CABINETS WITH PROTECTIVE CAP 200A 4P LAYOUT 7 | 1 | 6 | 1188.5236
| P280712 | CAM SWITCH WITH DOORLOCK FOR CABINETS WITH PROTECTIVE CAP 400A 3P LAYOUT 2 | 1 | 5.16 | 994.84
| P280713 | CAM SWITCH WITH DOORLOCK FOR CABINETS WITH PROTECTIVE CAP 400A 4P LAYOUT 3 | 1 | 6.392 | 1243.8618
| P282402 | CAM SWITCH FOR WALL MOUTING IN ALUMINIUM 3X63A HD IP66/67 | 1 | 1.69 | 309.6545
| P282402EX | CAM-EX ISOLATOR SWITCH IN ALUMINIUM ALLOY 3X63A IP66/IP67 2D 3G | 1 | 2.217 | 412.4145
| P282403 | CAM ISOLATOR SWITCH IN ALUMINIUM ALLOY 63A 4P LAYOUT 3 2F1 | 1 | 1.783 | 338.6473
| P282403EX | CAM-EX ISOLATOR SWITCH IN ALUMINIUM ALLOY 4X63A IP66/IP67 2D 3G | 1 | 2.294 | 445.3782
| P282404 | CAM ISOLATOR SWITCH IN ALUMINIUM ALLOY 63A 6P 2F1 IP66/IP67 | 1 | 2.025 | 397.9309
| P282404EX | CAM-EX ISOLATOR SWITCH IN ALUMINIUM ALLOY 6X63A IP66/IP67 2D 3G | 1 | 2.223 | 520.4691
| P282406 | CAM SELECTOR SWITCH, FOR WALL MOUNTING, IN ALUMINIUM ALLOY 63A 3P LAYOUT 6 | 1 | 2.073 | 412.4145
| P282406EX | CAM-EX SELECTOR SWITCH IN ALUMINIUM ALLOY 3X63A IP66/IP67 2D 3G | 1 | 2.198 | 558.6764
| P282407 | CAM SELECTOR SWITCH, FOR WALL MOUNTING, IN ALUMINIUM ALLOY 63A 4P LAYOUT 7 | 1 | 4.243 | 1030.4
| P282407EX | CAM-EX SELECTOR SWITCH IN ALUMINIUM ALLOY 4X63A IP65 2D 3G | 1 | 4.796 | 1357.1855
| P282412 | CAM REVERSING SWITCH FOR THREE-PHASE MOTORS, FOR WALL MOUNTING, 63A LAYOUT 12 2F1 | 1 | 2.016 | 403.2
| P282413 | CAM STAR/TRIANGLE STARTER, FOR WALL MOUNTING, 63A LAYOUT 13 2F4 | 1 | 4.089 | 1035.6691
| P282602 | CAM SWITCH FOR WALL MOUTING IN ALUMINIUM 3X200A HD IP66/67 | 1 |  | 960.5782
| P282603 | CAM ISOLATOR SWITCH IN ALUMINIUM ALLOY 200A 4P LAYOUT 3 2F3 | 1 | 7.595 | 1022.5091
| P282607 | CAM SELECTOR SWITCH, FOR WALL MOUNTING, IN ALUMINIUM ALLOY 200A 4P LAYOUT 7 | 1 | 16.9 | 2643.2255
| P282703 | CAM ISOLATOR SWITCH IN ALUMINIUM ALLOY 400A 4P LAYOUT 3 2F5 | 1 | 14.2 | 2287.4473
| P282803 | CAM SWITCH FOR WALL MOUTING IN ALUMINIUM 4X630A HD IP66/67 | 1 |  | 2728.8545
| P284042 | CAM ISOLATOR SWITCH WITH FUSE-HOLDER BASE 3X63A 2F1 IN ALUMINIUM ALLOY | 1 | 3.1 | 524.4145
| P284043 | CAM ISOLATOR SWITCH WITH FUSE-HOLDER BASE 4X63A 2F1 IN ALUMINIUM ALLOY | 1 | 3.16 | 561.3236
| P285412 | CAM SWITCH WITH DOORLOCK FOR CABINETS WITH PROTECTIVE CAP 63A 3P CAM LAYOUT 2 | 5 | 0.703 | 175.2545
| P285413 | CAM SWITCH WITH DOORLOCK FOR CABINETS WITH PROTECTIVE CAP 63A 4P CAM LAYOUT 3 | 5 | 0.811 | 202.9236
| P285416 | CAM SELECTOR SWITCH WITH DOORLOCK FOR CABINETS WITH PROTECTIVE CAP 63A 3P LAYOUT 6 | 1 | 1.05 | 283.2836
| P285417 | CAM SELECTOR SWITCH WITH DOORLOCK FOR CABINETS WITH PROTECTIVE CAP 63A 4P LAYOUT 7 | 1 | 1.156 | 383.4473
| P286603 | CAM WATERTIGHT DISTRIBUTION BOARD SWITCH WITH HANDLE AND 0-I FRONT-PLATE 200A 4P LAYOUT 3 | 1 | 3.592 | 649.6
| P286607 | CAM WATERTIGHT DISTRIBUTION BOARD LINE SELECTOR SWITCH WITH HANDLE 200A 4P LAYOUT 7 | 1 | 5.61 | 1179.3091
| P286703 | CAM WATERTIGHT DISTRIBUTION BOARD SWITCH WITH HANDLE AND 0-I FRONT-PLATE 400A 4P LAYOUT 3 | 1 | 6.297 | 1243.8618
| P286732 | CAM WATERTIGHT DISTRIBUTION BOARD SWITCH WITH HANDLE AND 0-I FRONT-PLATE 600A 3P LAYOUT 2 | 1 | 7.815 | 1408.5782
| P286762 | CAM WATERTIGHT DISTRIBUTION BOARD SWITCH WITH HANDLE AND 0-I FRONT-PLATE 800A 3P LAYOUT 2 | 1 | 9.105 | 1813.1018
| P286782 | CAM WATERTIGHT DISTRIBUTION BOARD SWITCH WITH HANDLE AND 0-I FRONT-PLATE 1200A 3P LAYOUT 2 | 1 | 16.14 | 3300.7164
| P286902 | CAM WATERTIGHT DISTRIBUTION BOARD AND FLUSH-MOUNTING SWITCH 63A 3P LAYOUT 2 | 1 | 0.69 | 160.7455
| P286903 | CAM WATERTIGHT DISTRIBUTION BOARD AND FLUSH-MOUNTING SWITCH 63A 4P LAYOUT 3 | 5 | 3.92 | 187.1164
| P286906 | CAM WATERTIGHT DISTRIBUTION BOARD AND FLUSH-MOUNTING LINE SELECTOR SWITCH 63A 3P LAYOUT 6 | 1 | 0.98 | 249.0473
| P286907 | CAM WATERTIGHT DISTRIBUTION BOARD AND FLUSH-MOUNTING LINE SELECTOR SWITCH 63A 4P LAYOUT 7 | 1 | 1.192 | 317.5455
| P286912 | CAM WATERTIGHT DISTRIBUTION BOARD AND FLUSH-MOUNTING REVERSING SWITCH FOR THREE-PHASE MOTORS 63A 3P LAYOUT 12 | 1 | 0.947 | 239.8073
| P286913 | CAM WATERTIGHT DISTRIBUTION BOARD AND FLUSH-MOUNTING STAR/TRIANGLE STARTER 63A 3P LAYOUT 13 | 1 | 1.2 | 343.9164
| P290103EX | CAM-EX ISOLATOR SWITCH IN THERMOSETTING (GRP) 3X100A 2D 3G | 1 |  | 587.6691
| P290104EX | CAM-EX ISOLATOR SWITCH IN THERMOSETTING (GRP) 4X100A 2D 3G | 1 |  | 657.5164
| P290162EX | CAM-EX ISOLATOR SWITCH IN THERMOSETTING (GRP) 2X16A 2D 3G | 1 |  | 231.9164
| P290163 | CAM SWITCH WITH FUSE-HOLDER BASE 3X16A IN THERMOSETTING (GRP), FOR WALL MOUNTING IP67 | 1 | 1.374 | 285.9309
| P290163EX | CAM-EX ISOLATOR SWITCH IN THERMOSETTING (GRP) 3X16A 2D 3G | 1 |  | 246.4
| P290164 | CAM SWITCH FOR WALL MOUNTING IN THERMOSETTING CAM-TI FUSE HOLDER4X16A HD IP66/67 | 1 | 1.465 | 299.1164
| P290164EX | CAM-EX ISOLATOR SWITCH IN THERMOSETTING (GRP) 4X16A 2D 3G | 1 |  | 263.5309
| P290252EX | CAM-EX ISOLATOR SWITCH IN THERMOSETTING (GRP) 2X25A 2D 3G | 1 |  | 243.7782
| P290253EX | CAM-EX ISOLATOR SWITCH IN THERMOSETTING (GRP) 3X25A 2D 3G | 1 |  | 255.6145
| P290254EX | CAM-EX ISOLATOR SWITCH IN THERMOSETTING (GRP) 4X25A 2D 3G | 1 |  | 272.7455
| P290323 | CAM SWITCH WITH FUSE-HOLDER BASE 3X32A IN THERMOSETTING (GRP), FOR WALL MOUNTING IP67 | 1 | 1.372 | 372.8836
| P290323EX | CAM-EX ISOLATOR SWITCH IN THERMOSETTING (GRP) 3X32A 2D 3G | 1 |  | 271.4473
| P290324 | CAM SWITCH WITH FUSE-HOLDER BASE 4X32A IN THERMOSETTING (GRP), FOR WALL MOUNTING IP67 | 1 | 1.404 | 387.3927
| P290324EX | CAM-EX ISOLATOR SWITCH IN THERMOSETTING (GRP) 4X32A 2D 3G | 1 |  | 292.5236
| P290403EX | CAM-EX ISOLATOR SWITCH IN THERMOSETTING (GRP) 3X40A 2D 3G | 1 |  | 553.4073
| P290404EX | CAM-EX ISOLATOR SWITCH IN THERMOSETTING (GRP) 4X40A 2D 3G | 1 |  | 620.6073
| P290522 | CAM ISOLATOR SWITCH WITH FUSE-HOLDER BASE IN THERMOSETTING 3X25A A32 FE16 2PG21 | 1 | 1.394 | 312.2764
| P290523 | CAM SWITCH FOR WALL MOUNTING IN THERMOSETTING CAM-TI FUSE HOLDER 4X25A HD IP66/67 | 1 | 1.396 | 320.1927
| P290633EX | CAM-EX ISOLATOR SWITCH IN THERMOSETTING (GRP) 3X63A 2D 3G | 1 |  | 565.2691
| P290634EX | CAM-EX ISOLATOR SWITCH IN THERMOSETTING (GRP) 4X63A 2D 3G | 1 |  | 621.9309
| P290641 | CAM ISOLATOR SWITCH WITH FUSE-HOLDER BASE IN THERMOSETTING (GRP), FOR WALL MOUNTING, 2X40A 2PG29 | 1 | 3.55 | 395.3091
| P290642 | CAM ISOLATOR SWITCH WITH FUSE-HOLDER BASE IN THERMOSETTING 3X40A 2PG29 | 1 | 3.63 | 433.5164
| P290643 | CAM ISOLATOR SWITCH WITH FUSE-HOLDER BASE IN THERMOSETTING 4X40A 2PG29 | 1 | 3.71 | 445.3782
| P290762 | CAM ISOLATOR SWITCH WITH FUSE-HOLDER BASE IN THERMOSETTING 3X63A 2PG29 | 1 | 3.81 | 482.2618
| P290763 | CAM ISOLATOR SWITCH WITH FUSE-HOLDER BASE IN THERMOSETTING 4X63A 2PG29 | 1 | 3.803 | 527.0618
| P290803EX | CAM-EX ISOLATOR SWITCH IN THERMOSETTING (GRP) 3X80A 2D 3G | 1 |  | 612.7164
| P290804EX | CAM-EX ISOLATOR SWITCH IN THERMOSETTING (GRP) 4X80A 2D 3G | 1 |  | 686.5091
| P292101 | CAM ISOLATOR SWITCH IN THERMOSETTING (GRP), FOR WALL MOUNTING 2X16A LAYOUT 1 2PG13 | 1 | 0.817 | 175.2545
04-04-92101 | P292101EX | CAM-EX ISOLATOR SWITCH IN THERMOSETTING (GRP) 2X16A IP66 2D 3G | 1 | 0.868 | 226.6473
| P292102 | CAM ISOLATOR SWITCH IN THERMOSETTING (GRP), FOR WALL MOUNTING 3X16A LAYOUT 2 2PG13 | 1 | 0.839 | 180.5236
04-04-92102 | P292102EX | CAM-EX ISOLATOR SWITCH IN THERMOSETTING (GRP) 3X16A IP66 2D 3G | 1 | 0.889 | 233.2145
| P292103 | CAM ISOLATOR SWITCH IN THERMOSETTING (GRP), FOR WALL MOUNTING 4X16A LAYOUT 3 2PG13 | 1 | 0.838 | 183.1455
04-04-92103ΕΧ | P292103EX | CAM-EX ISOLATOR SWITCH IN THERMOSETTING (GRP) 4X16A IP66 2D 3G | 1 | 0.893 | 239.8073
| P292105 | CAM RED LOCKABLE EMERGENCY HANDLE FOR DISTRIBUTION BOARD FOR SWITCHES 16/25A | 10 | 0.089 | 23.3164
| P292116 | CAM BLACK FLUSH-MOUNTING HANDLE WITH FRONT-PLATE IN ALUMINIUM FOR SWITCHES 16/25A | 1 | 0.07 | 20.2873
| P292125 | CAM GREY LOCKABLE HANDLE FOR DISTRIBUTION BOARDS FOR SELECTOR/REVERSING/ POLE CHANGING SWITCHES 16/25A | 10 | 0.084 | 23.3164
| P292136 | CAM BLACK FLUSH-MOUNTING HANDLE WITH FRONT-PLATE IN ALUMINIUM FOR SELECTOR/REVERSING/POLE CHANGING SWITCHES 16/25A | 1 | 0.05 | 20.2873
| P292146 | CAM BLACK FLUSH-MOUNTING HANDLE WITH FRONT-PLATE IN ALUMINIUM FOR TWO-WAY SWITCHES 16A | 1 | 0.062 | 20.9491
| P292156 | CAM BLACK FLUSH-MOUNTING HANDLE WITH FRONT-PLATE IN ALUMINIUM FOR STAR/TRIANGLE STARTERS 16/25A | 1 | 0.062 | 20.9491
| P292201 | CAM ISOLATOR SWITCH IN THERMOSETTING (GRP), FOR WALL MOUNTING 2X25A LAYOUT 1 2PG16 | 1 | 0.826 | 180.5236
| P292202 | CAM ISOLATOR SWITCH IN THERMOSETTING (GRP), FOR WALL MOUNTING 3X25A LAYOUT 2 2PG16 | 1 | 0.834 | 184.4691
04-04-92202ΕΧ | P292202EX | CAM-EX ISOLATOR SWITCH IN THERMOSETTING (GRP) 3X25A IP66 2D 3G | 1 | 0.876 | 239.8073
| P292203 | CAM ISOLATOR SWITCH IN THERMOSETTING (GRP), FOR WALL MOUNTING 4X25A LAYOUT 3 2PG16 | 1 | 0.838 | 185.7927
04-04-92203ΕΧ | P292203EX | CAM-EX ISOLATOR SWITCH IN THERMOSETTING (GRP) 4X25A IP66 2D 3G | 1 | 0.877 | 241.1309
| P292232 | CAM SWITCH FOR WALL MOUNTING IN THERMOSETTING CAM-TI 3X32A HD IP66/67 | 1 |  | 205.5455
| P292233 | CAM SWITCH FOR WALL MOUNTING IN THERMOSETTING CAM-TI 4X32A HD IP66/67 | 1 |  | 209.5164
| P292301 | CAM ISOLATOR SWITCH IN THERMOSETTING (GRP), FOR WALL MOUNTING 2X40A LAYOUT 1 2PG21 | 1 | 1.762 | 264.8545
04-04-92301ΕΧ | P292301EX | CAM-EX ISOLATOR SWITCH IN THERMOSETTING (GRP) 2X40A IP66 2D 3G | 1 | 1.849 | 333.3782
| P292302 | CAM ISOLATOR SWITCH IN THERMOSETTING (GRP), FOR WALL MOUNTING 3X40A LAYOUT 2 2PG21 | 1 | 1.825 | 295.1455
04-04-92302ΕΧ | P292302EX | CAM-EX ISOLATOR SWITCH IN THERMOSETTING (GRP) 3X40A 2XM32 2D 3G | 1 | 1.998 | 378.1782
| P292303 | CAM SWITCH FOR WALL MOUNTING IN THERMOSETTING CAM-TI 4X40A HD IP66/67 | 1 | 1.879 | 307.0073
04-04-92303ΕΧ | P292303EX | CAM-EX ISOLATOR SWITCH IN THERMOSETTING (GRP) 4X40A IP66 2D 3G | 1 | 1.935 | 399.2545
| P292305 | CAM RED LOCKABLE EMERGENCY HANDLE FOR DISTRIBUTION BOARD FOR SWITCHES 40/63A | 1 | 0.214 | 34.7964
| P292316 | CAM BLACK FLUSH-MOUNTING HANDLE WITH FRONT-PLATE IN ALUMINIUM FOR SWITCHES 40/63A | 1 | 0.16 | 31.6145
| P292325 | CAM GREY LOCKABLE HANDLE FOR DISTRIBUTION BOARDS FOR SELECTOR/REVERSING/ POLE CHANGING SWITCHES 40/63A | 1 | 0.2 | 34.7964
| P292336 | CAM BLACK FLUSH-MOUNTING HANDLE WITH FRONT-PLATE IN ALUMINIUM FOR SELECTOR/REVERSING/POLE CHANGING SWITCHES 40/63A | 1 | 0.16 | 31.6145
| P292356 | CAM BLACK FLUSH-MOUNTING HANDLE WITH FRONT-PLATE IN ALUMINIUM FOR STAR/TRIANGLE STARTERS 40/63A | 1 | 0.16 | 31.6145
| P292411 | CAM ISOLATOR SWITCH IN THERMOSETTING (GRP), FOR WALL MOUNTING 2X63A LAYOUT 1 2PG29 | 1 | 1.813 | 281.9855
04-04-92411ΕΧ | P292411EX | CAM-EX ISOLATOR SWITCH IN THERMOSETTING (GRP) 2X63A IP66 2D 3G | 1 | 1.879 | 364.9927
| P292412 | CAM SWITCH FOR WALL MOUNTING IN THERMOSETTING CAM-TI 3X63A HD IP66/67 | 1 | 1.917 | 343.9164
04-04-92412ΕΧ | P292412EX | CAM-EX ISOLATOR SWITCH IN THERMOSETTING (GRP) 3X63A IP66 2D 3G | 1 | 2.018 | 438.7855
| P292413 | CAM ISOLATOR SWITCH IN THERMOSETTING (GRP), FOR WALL MOUNTING 4X63A LAYOUT 3 2PG29 | 1 | 1.954 | 368.9382
04-04-92413ΕΧ | P292413EX | CAM-EX ISOLATOR SWITCH IN THERMOSETTING (GRP) 4X63A IP66 2D 3G | 1 | 2.085 | 469.0764
| P292503 | CAM ISOLATOR SWITCH IN THERMOSETTING (GRP), FOR WALL MOUNTING 4X100A LAYOUT 3 2FA | 1 | 6 | 928.9382
| P292508 | CAM GREY LOCKABLE HANDLE WITH DOORLOCK FOR CABINETS FOR SWITCHES 100/200A | 1 | 0.251 | 73.5127
| P292512 | CAM SWITCH FOR WALL MOUNTING IN THERMOSETTING CAM-TI 3X100A HD IP65 | 1 |  | 897.3236
| P292518 | CAM GREY LOCKABLE HANDLE WITH DOORLOCK FOR CABINETS FOR SELECTOR SWITCHES 100/200A | 1 | 0.299 | 73.5127
| P292528 | CAM RED LOCKABLE EMERGENCY HANDLE WITH DOORLOCK FOR CABINETS FOR SWITCHES 100/200A | 2 | 0.3 | 73.5127
| P292538 | CAM RED LOCKABLE EMERGENCY HANDLE WITH DOORLOCK FOR CABINETS FOR SELECTOR SWITCHES 100/200A | 1 | 0.299 | 73.5127
| P292542 | CAM SWITCH FOR WALL MOUNTING IN THERMOSETTING CAM-TI 3X125A HD IP65 | 1 |  | 910.5091
| P292543 | CAM SWITCH FOR WALL MOUNTING IN THERMOSETTING CAM-TI 4X125A HD IP65 | 1 |  | 942.1236
| P292552 | CAM SWITCH FOR WALL MOUNTING IN THERMOSETTING CAM-TI 3X160A HD IP65 | 1 |  | 932.9091
| P292553 | CAM SWITCH FOR WALL MOUNTING IN THERMOSETTING CAM-TI 4X160A HD IP65 | 1 |  | 968.4691
| P292603 | CAM ISOLATOR SWITCH IN THERMOSETTING (GRP), FOR WALL MOUNTING 4X200A LAYOUT 3 2FA | 1 | 6.66 | 1004.0545
| P292621 | CAM SWITCH FOR WALL MOUNTING IN THERMOSETTING CAM-TI 3X200A HD IP65 | 1 |  | 971.1164
| P292623 | CAM ISOLATOR SWITCH IN THERMOSETTING (GRP), FOR WALL MOUNTING 4X200A LAYOUT 3 2FB | 1 | 7.31 | 1029.0764
| P292632 | CAM SWITCH FOR WALL MOUNTING IN THERMOSETTING CAM-TI 3X250A HD IP65 | 1 |  | 1155.5855
| P292633 | CAM SWITCH FOR WALL MOUNTING IN THERMOSETTING CAM-TI 4X250A HD IP65 | 1 |  | 1250.4545
| P292703 | CAM ISOLATOR SWITCH IN THERMOSETTING (GRP), FOR WALL MOUNTING 4X400A LAYOUT 3 2FC | 1 | 17.66 | 2089.7927
| P292708 | CAM GREY LOCKABLE HANDLES WITH DOORLOCK FOR CABINETS FOR SWITCHES 400A | 1 | 0.259 | 103.9564
| P292728 | CAM RED LOCKABLE EMERGENCY HANDLE WITH DOORLOCK FOR CABINETS FOR SWITCHES 400A | 1 | 0.303 | 103.9564
| P292733 | CAM SWITCH FOR WALL MOUNTING IN THERMOSETTING CAM-TI 4X600A HD IP65 | 1 | 20 | 2510.1236
| P293053 | CAM ISOLATOR SWITCH WITH FUSE-HOLDER BASE IN THERMOSETTING (GRP), FOR WALL MOUNTING 4X100A 2FB | 1 | 9.4 | 1168.7709
| P293063 | CAM ISOLATOR SWITCH WITH FUSE-HOLDER BASE IN THERMOSETTING (GRP), FOR WALL MOUNTING 4X200A 2FC | 1 | 16.5 | 1660.2473
| P293123 | CAM SWITCH FOR WALL MOUNTING IN THERMOSETTING CAM-TI FUSE HOLDER 4X125A HD IP65 | 1 |  | 1232
| P293163 | CAM SWITCH FOR WALL MOUNTING IN THERMOSETTING CAM-TI FUSE HOLDER 4X160A HD IP65 | 1 |  | 1295.2545
| P293263 | CAM ISOLATOR SWITCH WITH FUSE-HOLDER BASE IN THERMOSETTING (GRP), FOR WALL MOUNTING 4X250A 2FC | 1 | 22.9 | 2383.64
| P295107 | CAM RED LOCKABLE EMERGENCY HANDLE WITH DOORLOCK FOR CABINETS FOR SWITCHES/SELECTOR SWITCHES 16/25/32A | 10 | 0.108 | 34.7964
| P295108 | CAM GREY LOCKABLE HANDLE WITH DOORLOCK FOR CABINETS WITH BLUE THERMOPLASTIC FLANGE FOR SWITCHES 16/25A | 10 | 0.14 | 40.32
| P295117 | CAM BLACK HANDLE WITH DOORLOCK FOR CABINETS WITH FRONT PLATE FOR SWITCHES 16/25A | 1 | 0.1 | 31.36
| P295118 | CAM GREY LOCKABLE HANDLE WITH DOORLOCK FOR CABINETS WITH BLUE THERMOPLASTIC FLANGE FOR SELECTOR SWITCHES 16/25A | 1 | 0.149 | 40.32
| P295127 | CAM GREY LOCKABLE HANDLE WITH DOORLOCK FOR CABINETS WITH BLUE THERMOPLASTIC FLANGE FOR SWITCHES/SELECTOR SWITCHES 16/25A | 1 | 0.11 | 34.6436
| P295128 | CAM RED LOCKABLE EMERGENCY HANDLE WITH DOORLOCK FOR CABINETS FOR SWITCHES 16/25A | 10 | 0.14 | 42.1527
| P295137 | CAM BLACK HANDLE WITH DOORLOCK FOR CABINETS WITH FRONT PLATE FOR SELECTOR SWITCHES 16/25A | 1 | 0.097 | 31.36
| P295138 | CAM RED LOCKABLE EMERGENCY HANDLE WITH DOORLOCK FOR CABINETS FOR SELECTOR SWITCHES 16/25A | 1 | 0.149 | 40.32
| P295147 | CAM RED LOCKABLE EMERGENCY HANDLE WITH DOORLOCK FOR CABINETS FOR SWITCHES/SELECTOR SWITCHES 40/63A | 5 | 0.288 | 49.9418
| P295157 | CAM BLACK HANDLE WITH DOORLOCK FOR CABINETS WITH FRONT PLATE FOR SWITCHES 40/63A | 5 | 0.206 | 44.2655
| P295167 | CAM GREY LOCKABLE HANDLE WITH DOORLOCK FOR CABINETS WITH BLUE THERMOPLASTIC FLANGE FOR SWITCHES/SELECTOR SWITCHES 40/63A | 1 | 0.245 | 49.9418
| P295177 | CAM BLACK HANDLE WITH DOORLOCK FOR CABINETS WITH FRONT PLATE FOR SELECTOR SWITCHES 40/63A | 1 | 0.22 | 44.2655
| P295308 | CAM GREY LOCKABLE HANDLE WITH DOORLOCK FOR CABINETS WITH BLUE THERMOPLASTIC FLANGE FOR SWITCHES 40/63A | 5 | 0.294 | 61.2691
| P295318 | CAM GREY LOCKABLE HANDLE WITH DOORLOCK FOR CABINETS WITH BLUE THERMOPLASTIC FLANGE FOR SELECTOR SWITCHES 40/63A | 1 | 0.284 | 61.2691
| P295328 | CAM RED LOCKABLE EMERGENCY HANDLE WITH DOORLOCK FOR CABINETS FOR SWITCHES 40/63A | 5 | 0.284 | 61.5236
| P295338 | CAM RED LOCKABLE EMERGENCY HANDLE WITH DOORLOCK FOR CABINETS FOR SELECTOR SWITCHES 40/63A | 1 | 0.276 | 61.2691
| P302044 | TAIS MIGNON FUSES IN THERMOSETTING (GRP), FOR WALL MOUNTING TYPE 8,5X23 2X16A 220V | 1 | 0.227 | 52.5636
| P302054 | TAIS MIGNON FUSES IN THERMOSETTING (GRP), FOR WALL MOUNTING TYPE 8,5X23 3X10A 220V | 1 | 0.233 | 61.2691
| P302091 | TAIS MIGNON CYLINDRICAL FUSES 8,5X23 TAIS 2A 220V | 10 | 0.004 | 3.9455
| P302092 | TAIS MIGNON CYLINDRICAL FUSES 8,5X23 TAIS 4A 220V | 10 | 0.004 | 3.9455
| P302093 | TAIS MIGNON CYLINDRICAL FUSES 8,5X23 TAIS 6A 220V | 10 | 0.004 | 3.9455
| P302095 | TAIS MIGNON CYLINDRICAL FUSES 8,5X23 TAIS 10A 220V | 10 | 0.004 | 3.9455
| P302097 | TAIS MIGNON CYLINDRICAL FUSES 8,5X23 TAIS 16A 220V | 10 | 0.004 | 3.8945
| P302144 | TAIS MIGNON FUSES IN THERMOSETTING (GRP), FOR WALL MOUNTING TYPE 8,5X31,5 2X16A 380V | 1 | 0.254 | 55.8727
| P302154 | TAIS MIGNON FUSES IN THERMOSETTING (GRP), FOR WALL MOUNTING TYPE 8,5X31,5 3X16A 380V | 1 | 0.272 | 64.0436
| P302192 | TAIS MIGNON CYLINDRICAL FUSES 8,5X32 TAIS 4A 380V | 10 | 0.004 | 3.2582
| P302193 | TAIS MIGNON CYLINDRICAL FUSES 8,5X32 TAIS 6A 380V | 30 | 0.004 | 3.5891
| P302195 | TAIS MIGNON CYLINDRICAL FUSES 8,5X32 TAIS 10A 380V | 30 | 0.004 | 3.2582
| P302197 | TAIS MIGNON CYLINDRICAL FUSES 8,5X32 TAIS 16A 380V | 30 | 0.004 | 3.2582
| P339039 | SAFE NH-00 FUSES WITH HIGH BREAKING CAPACITY 500V 100A | 3 | 0.118 | 29.5273
| P339041 | SAFE NH-00 FUSES WITH HIGH BREAKING CAPACITY 500V 125A | 3 | 0.475 | 34.2618
| P339147 | SAFE NH-1 FUSES WITH HIGH BREAKING CAPACITY 500V 200A | 3 | 0.369 | 60.48
| P339150 | SAFE NH-1 FUSES WITH HIGH BREAKING CAPACITY 500V 250A | 3 | 0.36 | 60.48
| P339259 | SAFE NH-2 FUSES WITH HIGH BREAKING CAPACITY 500V 400A | 3 | 0.643 | 97.3636
| P339367 | SAFE NH-3 FUSES WITH HIGH BREAKING CAPACITY 500V 630A | 1 | 0.811 | 158.1236
| P339988 | SAFE HANDLE FOR EXTRACTING ACR FUSES NH-00 | 1 | 0.097 | 32.5564
| P339998 | SAFE HANDLE FOR EXTRACTING ACR FUSES NH 00-0-1-2-3 | 10 | 0.179 | 49.28
| P346338 | CEE STRAIGHT CONNECTOR 63A 3P+E 380-415V 50-60HZ 6H IP67 | 1 | 1.367 | 168.6618
| P347001 | SPARE SCREWCAP FOR FUSEHOLDER BASE TYPE E16 REDUCED | 10 | 0.07 | 5.6
| P347003 | SPARE SCREWCAP FOR FUSEHOLDER BASE TYPE DII | 50 | 0.046 | 8.2473
| P347005 | SPARE SCREWCAP FOR FUSEHOLDER BASE TYPE DIII | 50 | 0.063 | 9.1382
| P348117 | SAFE DIAZED FAST FUSES 500V 16A E16 (NDZ) | 25 | 0.148 | 4.1236
| P348122 | SAFE DIAZED FAST FUSES 500V 25A E16 (NDZ) | 25 | 0.016 | 4.1491
| P348123 | SAFE FUSE E16 30A RAP | 25 | 0.412 | 8.4509
| P348326 | SAFE DIAZED FAST FUSES 500V 32A E33 (DIII) | 5 | 0.05 | 9.7491
| P348333 | SAFE DIAZED FAST FUSES 500V 63A E33 (DIII) | 5 | 0.054 | 5.6509
| P349117 | SAFE DIAZED DELAYED FUSES 500V 16A E16 (NDZ) | 25 | 0.013 | 4.1236
| P349122 | SAFE DIAZED DELAYED FUSES 500V 25A E16 (NDZ) | 25 | 0.014 | 4.1491
| P349123 | SAFE FUSE E16 30A GI | 25 | 0.014 | 8.5018
| P349217 | SAFE DIAZED DELAYED FUSES 500V 16A E27 (DII) | 25 | 0.028 | 3.5636
| P349326 | SAFE DIAZED DELAYED FUSES 500V 32A E33 (DIII) | 5 | 0.05 | 10.08
| P349333 | SAFE DIAZED DELAYED FUSES 500V 63A E33 (DIII) | 5 | 0.054 | 6.3636
| P349550 | CEE STRAIGHT CONNECTOR 125A 3P+E 480-500V 50-60HZ 7H IP67 | 1 | 2.145 | 334.6764
| P356338 | CEE STRAIGHT CONNECTOR 63A 3P+N+E 380-415V 50-60HZ 6H IP67 | 1 | 1.409 | 189.7382
| P356350 | CEE STRAIGHT CONNECTOR 63A 3P+N+E 480-500V 50-60HZ 7H IP67 | 1 | 1.391 | 241.1309
| P359538 | CEE STRAIGHT CONNECTOR 125A 3P+N+E 380-415V 50-60HZ 6H IP67 | 1 | 2.195 | 312.2764
| P381123 | CAM-ST DAHLANDER POLE SELECTOR SWITCH WITH BLACK HANDLE AND GREY PLATE 3P 12A 48X48 | 1 | 0.253 | 55.16
| P381163 | CAM-ST DAHLANDER POLE SELECTOR SWITCH WITH BLACK HANDLE AND GREY PLATE 3P 16A 48X48 | 1 | 0.249 | 62.0327
| P381203 | CAM-ST DAHLANDER POLE SELECTOR SWITCH WITH BLACK HANDLE AND GREY PLATE 3P 20A 48X48 | 1 | 0.23 | 72.9527
| P381253 | CAM-ST DAHLANDER POLE SELECTOR SWITCH WITH BLACK HANDLE AND GREY PLATE 3P 25A 48X48 | 1 | 0.259 | 98.2545
| P382123 | CAM-ST DAHLANDER POLE SELECTOR SWITCH WITH BLACK HANDLE AND GREY PLATE 3P 12A 67X67 | 1 | 0.308 | 54.2691
| P382163 | CAM-ST DAHLANDER POLE SELECTOR SWITCH WITH BLACK HANDLE AND GREY PLATE 3P 16A 67X67 | 1 | 0.307 | 56.3055
| P382203 | CAM-ST DAHLANDER POLE SELECTOR SWITCH WITH BLACK HANDLE AND GREY PLATE 3P 20A 67X67 | 1 | 0.306 | 72.9527
| P382253 | CAM-ST DAHLANDER POLE SELECTOR SWITCH WITH BLACK HANDLE AND GREY PLATE 3P 25A 67X67 | 1 | 0.274 | 99.0182
| P400124 | ULYSSE SWITCHED SOCKET IN THERMOSETTING (GRP) WITH MECHANICAL INTERLOCK AND FUSE-HOLDER 16A 2P+E 100-130V 4H 50-60HZ IP66/IP67 | 1 | 2.621 | 305.6836
| P400126 | ULYSSE SWITCHED SOCKET IN THERMOSETTING (GRP) WITH MECHANICAL INTERLOCK AND FUSE-HOLDER 16A 2P+E 200-250V 6H 50-60HZ IP66/IP67 | 1 | 2.645 | 250.3455
| P400129 | ULYSSE SWITCHED SOCKET IN THERMOSETTING (GRP) WITH MECHANICAL INTERLOCK AND FUSE-HOLDER 16A 2P+E 380-415V 9H 50-60HZ IP66/IP67 | 1 | 2.607 | 278.0145
| P400134 | ULYSSE SWITCHED SOCKET IN THERMOSETTING (GRP) WITH MECHANICAL INTERLOCK AND FUSE-HOLDER 16A 3P+E 100-130V 4H 50-60HZ IP66/IP67 | 1 | 2.8 | 339.9455
| P400136 | ULYSSE SWITCHED SOCKET IN THERMOSETTING (GRP) WITH MECHANICAL INTERLOCK AND FUSE-HOLDER 16A 3P+E 380-415V 6H 50-60HZ IP66/IP67 | 1 | 2.748 | 272.7455
| P400139 | ULYSSE SWITCHED SOCKET IN THERMOSETTING (GRP) WITH MECHANICAL INTERLOCK AND FUSE-HOLDER 16A 3P+E 200-250V 9H 50-60HZ IP66/IP67 | 1 | 2.712 | 312.2764
| P400144 | ULYSSE SWITCHED SOCKET IN THERMOSETTING (GRP) WITH MECHANICAL INTERLOCK AND FUSE-HOLDER 16A 3P+N+E 100-130V 4H 50-60HZ IP66/IP67 | 1 | 2.891 | 355.7782
| P400146 | ULYSSE SWITCHED SOCKET IN THERMOSETTING (GRP) WITH MECHANICAL INTERLOCK AND FUSE-HOLDER 16A 3P+N+E 380-415V 6H 50-60HZ IP66/IP67 | 1 | 2.904 | 314.9236
| P400149 | ULYSSE SWITCHED SOCKET IN THERMOSETTING (GRP) WITH MECHANICAL INTERLOCK AND FUSE-HOLDER 16A 3P+N+E 200-250V 9H 50-60HZ IP66/IP67 | 1 | 3 | 318.8691
| P400224 | ULYSSE SWITCHED SOCKET IN THERMOSETTING (GRP) WITH MECHANICAL INTERLOCK AND FUSE-HOLDER 32A 2P+E 100-130V 4H 50-60HZ IP66/IP67 | 1 | 2.825 | 383.4473
| P400226 | ULYSSE SWITCHED SOCKET IN THERMOSETTING (GRP) WITH MECHANICAL INTERLOCK AND FUSE-HOLDER 32A 2P+E 200-250V 6H 50-60HZ IP66/IP67 | 1 | 2.819 | 357.0764
| P400229 | ULYSSE SWITCHED SOCKET IN THERMOSETTING (GRP) WITH MECHANICAL INTERLOCK AND FUSE-HOLDER 32A 2P+E 380-415V 9H 50-60HZ IP66/IP67 | 1 | 2.833 | 357.0764
| P400233 | ULYSSE SWITCHED SOCKET IN THERMOSETTING (GRP) WITH MECHANICAL INTERLOCK AND FUSE-HOLDER 32A 3P+E 380V 50HZ-440V 60HZ 3H 50-60HZ IP66/IP67 | 1 | 3.009 | 434.8145
| P400234 | ULYSSE SWITCHED SOCKET IN THERMOSETTING (GRP) WITH MECHANICAL INTERLOCK AND FUSE-HOLDER 32A 3P+E 100-130V 4H 50-60HZ IP66/IP67 | 1 | 3.021 | 434.8145
| P400236 | ULYSSE SWITCHED SOCKET IN THERMOSETTING (GRP) WITH MECHANICAL INTERLOCK AND FUSE-HOLDER 32A 3P+E 380-415V 6H 50-60HZ IP66/IP67 | 1 | 3.009 | 359.7236
| P400239 | ULYSSE SWITCHED SOCKET IN THERMOSETTING (GRP) WITH MECHANICAL INTERLOCK AND FUSE-HOLDER 32A 3P+E 200-250V 9H 50-60HZ IP66/IP67 | 1 | 2.995 | 387.3927
| P400244 | ULYSSE SWITCHED SOCKET IN THERMOSETTING (GRP) WITH MECHANICAL INTERLOCK AND FUSE-HOLDER 32A 3P+N+E 100-130V 4H 50-60HZ IP66/IP67 | 1 | 2.9 | 463.8073
| P400246 | ULYSSE SWITCHED SOCKET IN THERMOSETTING (GRP) WITH MECHANICAL INTERLOCK AND FUSE-HOLDER 32A 3P+N+E 380-415V 6H 50-60HZ IP66/IP67 | 1 | 3.189 | 384.7455
| P400249 | ULYSSE SWITCHED SOCKET IN THERMOSETTING (GRP) WITH MECHANICAL INTERLOCK AND FUSE-HOLDER 32A 3P+N+E 200-250V 9H 50-60HZ IP66/IP67 | 1 | 3.3 | 434.8145
| P400324 | ULYSSE SWITCHED SOCKET IN THERMOSETTING (GRP) WITH MECHANICAL INTERLOCK AND FUSE-HOLDER 63A 2P+E 100-130V 4H 50-60HZIP66/IP67 | 1 | 5.5 | 596.9091
| P400326 | ULYSSE SWITCHED SOCKET IN THERMOSETTING (GRP) WITH MECHANICAL INTERLOCK AND FUSE-HOLDER 63A 2P+E 200-250V 6H 50-60HZIP66/IP67 | 1 | 5.734 | 596.9091
| P400329 | ULYSSE SWITCHED SOCKET IN THERMOSETTING (GRP) WITH MECHANICAL INTERLOCK AND FUSE-HOLDER 63A 2P+E 380-415V 9H 50-60HZIP66/IP67 | 1 | 5.5 | 596.9091
| P400334 | ULYSSE SWITCHED SOCKET IN THERMOSETTING (GRP) WITH MECHANICAL INTERLOCK AND FUSE-HOLDER 63A 3P+E 100-130V 4H 50-60HZIP66/IP67 | 1 | 6.038 | 729.9855
| P400336 | ULYSSE SWITCHED SOCKET IN THERMOSETTING (GRP) WITH MECHANICAL INTERLOCK AND FUSE-HOLDER 63A 3P+E 380-415V 6H 50-60HZIP66/IP67 | 1 | 5.773 | 720.7455
| P400339 | ULYSSE SWITCHED SOCKET IN THERMOSETTING (GRP) WITH MECHANICAL INTERLOCK AND FUSE-HOLDER 63A 3P+E 200-250V 9H 50-60HZ IP66/IP67 | 1 | 5.767 | 729.9855
| P400344 | ULYSSE SWITCHED SOCKET IN THERMOSETTING (GRP) WITH MECHANICAL INTERLOCK AND FUSE-HOLDER 63A 3P+N+E 100-130V 4H 50-60HZIP66/IP67 | 1 | 5.5 | 760.2764
| P400346 | ULYSSE SWITCHED SOCKET IN THERMOSETTING (GRP) WITH MECHANICAL INTERLOCK AND FUSE-HOLDER 63A 3P+N+E 380-415V 6H 50-60HZIP66/IP67 | 1 | 6.092 | 749.7382
| P400349 | ULYSSE SWITCHED SOCKET IN THERMOSETTING (GRP) WITH MECHANICAL INTERLOCK AND FUSE-HOLDER 63A 3P+N+E 200-250V 9H 50-60HZIP66/IP67 | 1 | 6.4 | 760.2764
| P401030 | RONDO CONCENTRIC PLUG WALL-MOUNTING SOCKET-OUTLET IN ALUMINIUM ALLOY ENCLOSURE 6A 25/50V 2P CABLE GLAND 1XM20 | 1 | 0.188 | 63.1273
| P401031 | RONDO CONCENTRIC PLUG WALL-MOUNTING SOCKET-OUTLET IN ALUMINIUM ALLOY ENCLOSURE 10A 25/50V 2P CABLE GLAND 1XM20 | 1 | 0.188 | 67.0727
| P403126 | ULYSSE SWITCHED SOCKET IN THERMOSETTING (GRP) WITH MECHANICAL INTERLOCK AND MCB 16A 2P+E 200-250V 50-60HZ 6H IP66/IP67 | 1 | 2.694 | 596.9091
| P403129 | ULYSSE SWITCHED SOCKET IN THERMOSETTING (GRP) WITH MECHANICAL INTERLOCK AND MCB 16A 2P+E 380-415V 50-60HZ 9H IP66/IP67 | 1 | 2.791 | 600.8545
| P403136 | ULYSSE SWITCHED SOCKET IN THERMOSETTING (GRP) WITH MECHANICAL INTERLOCK AND MCB 16A 3P+E 380-415V 50-60HZ 6H IP66/IP67 | 1 | 2.875 | 695.7236
| P403139 | ULYSSE SWITCHED SOCKET IN THERMOSETTING (GRP) WITH MECHANICAL INTERLOCK AND MCB 16A 3P+E 200-250V 50-60HZ 9H IP66/IP67 | 1 | 2.932 | 700.9927
| P403146 | ULYSSE SWITCHED SOCKET IN THERMOSETTING (GRP) WITH MECHANICAL INTERLOCK AND MCB 16A 3P+N+E 380-415V 50-60HZ 6H IP66/IP67 | 1 | 3.043 | 764.2473
| P403226 | ULYSSE SWITCHED SOCKET IN THERMOSETTING (GRP) WITH MECHANICAL INTERLOCK AND MCB 32A 2P+E 200-250V 50-60HZ 6H IP66/IP67 | 1 | 3.07 | 838.04
| P403236 | ULYSSE SWITCHED SOCKET IN THERMOSETTING (GRP) WITH MECHANICAL INTERLOCK AND MCB 32A 3P+E 380-415V 50-60HZ 6H IP66/IP67 | 1 | 3.058 | 994.84
| P403246 | ULYSSE SWITCHED SOCKET IN THERMOSETTING (GRP) WITH MECHANICAL INTERLOCK AND MCB 32A 3P+N+E 380-415V 50-60HZ 6H IP66/IP67 | 1 | 3.276 | 1046.2073
| P403326 | ULYSSE SWITCHED SOCKET IN THERMOSETTING (GRP) WITH MECHANICAL INTERLOCK AND MCB 63A 2P+E 200-250V 50-60HZ 6H IP66/IP67 | 1 | 5.5 | 889.4073
| P403336 | ULYSSE SWITCHED SOCKET IN THERMOSETTING (GRP) WITH MECHANICAL INTERLOCK AND MCB 63A 3P+E 380-415V 50-60HZ 6H IP66/IP67 | 1 | 5.823 | 1030.4
| P403346 | ULYSSE SWITCHED SOCKET IN THERMOSETTING (GRP) WITH MECHANICAL INTERLOCK AND MCB 63A 3P+N+E 380-415V 50-60HZ 6H IP66/IP67 | 1 | 6.432 | 1100.2473
| P406126 | ULYSSE SWITCHED SOCKET IN THERMOSETTING (GRP) WITH MECHANICAL INTERLOCK AND EN50022 RAIL 16A 2P+E 200-250V 50-60HZ 6H | 1 | 2.496 | 266.1782
| P406136 | ULYSSE SWITCHED SOCKET IN THERMOSETTING (GRP) WITH MECHANICAL INTERLOCK AND EN50022 RAIL 16A 3P+E 380-415V 50-60HZ 6H | 1 | 2.539 | 279.3382
| P406146 | ULYSSE SWITCHED SOCKET IN THERMOSETTING (GRP) WITH MECHANICAL INTERLOCK AND EN50022 RAIL 16A 3P+N+E 380-415V 50-60HZ 6H | 1 | 2.587 | 296.4691
| P406226 | ULYSSE SWITCHED SOCKET IN THERMOSETTING (GRP) WITH MECHANICAL INTERLOCK AND EN50022 RAIL 32A 2P+E 200-250V 50-60HZ 6H | 1 | 2.82 | 343.9164
| P406233 | ULYSSE SWITCHED SOCKET IN THERMOSETTING (GRP) WITH MECHANICAL INTERLOCK AND EN50022 RAIL 32A 3P+E 380V 50HZ-440V 60HZ 50-60HZ 3H | 1 | 2.695 | 363.6691
| P406236 | ULYSSE SWITCHED SOCKET IN THERMOSETTING (GRP) WITH MECHANICAL INTERLOCK AND EN50022 RAIL 32A 3P+E 380-415V 50-60HZ 6H | 1 | 2.767 | 363.6691
| P406246 | ULYSSE SWITCHED SOCKET IN THERMOSETTING (GRP) WITH MECHANICAL INTERLOCK AND EN50022 RAIL 32A 3P+N+E 380-415V 50-60HZ 6H | 1 | 2.799 | 386.0691
| P406326 | ULYSSE SWITCHED SOCKET IN THERMOSETTING (GRP) WITH MECHANICAL INTERLOCK AND EN50022 RAIL 63A 2P+E 200-250V 50-60HZ 6H | 1 | 5.42 | 463.8073
| P406336 | ULYSSE SWITCHED SOCKET IN THERMOSETTING (GRP) WITH MECHANICAL INTERLOCK AND EN50022 RAIL 63A 3P+E 380-415V 50-60HZ 6H | 1 | 5.416 | 490.1782
| P406346 | ULYSSE SWITCHED SOCKET IN THERMOSETTING (GRP) WITH MECHANICAL INTERLOCK AND EN50022 RAIL 63A 3P+N+E 380-415V 50-60HZ 6H | 1 | 5.568 | 527.0618
| P407030 | SPIN CONCENTRIC PIN PLUG IP20/IP54 6A 25/50V 2P | 1 | 0.065 | 35.5855
| P407031 | SPIN CONCENTRIC PIN PLUG IP20/IP54 10A 25/50V 2P | 1 | 0.065 | 41.5164
| P408126 | ULYSSE SWITCHED SOCKET IN THERMOSETTING (GRP) WITH MECHANICAL INTERLOCK 16A 2P+E 200-250V 50-60HZ 6H IP66/IP67 | 1 | 2.5 | 266.1782
| P408136 | ULYSSE SWITCHED SOCKET IN THERMOSETTING (GRP) WITH MECHANICAL INTERLOCK 16A 3P+E 380-415V 50-60HZ 6H IP66/IP67 | 1 | 2.521 | 276.7164
| P408146 | ULYSSE SWITCHED SOCKET IN THERMOSETTING (GRP) WITH MECHANICAL INTERLOCK 16A 3P+N+E 380-415V 50-60HZ 6H IP66/IP67 | 1 | 2.667 | 295.1455
| P408226 | ULYSSE SWITCHED SOCKET IN THERMOSETTING (GRP) WITH MECHANICAL INTERLOCK 32A 2P+E 200-250V 50-60HZ 6H IP66/IP67 | 1 | 2.617 | 343.9164
| P408233 | ULYSSE SWITCHED SOCKET IN THERMOSETTING (GRP) WITH MECHANICAL INTERLOCK 32A 3P+E 380V 50HZ-440V 60HZ 50-60HZ 6H IP66/IP67 | 1 | 2.682 | 363.6691
| P408236 | ULYSSE SWITCHED SOCKET IN THERMOSETTING (GRP) WITH MECHANICAL INTERLOCK 32A 3P+E 380-415V 50-60HZ 6H IP66/IP67 | 1 | 2.675 | 361.0473
| P408246 | ULYSSE SWITCHED SOCKET IN THERMOSETTING (GRP) WITH MECHANICAL INTERLOCK 32A 3P+N+E 380-415V 50-60HZ 6H IP66/IP67 | 1 | 2.789 | 383.4473
| P408326 | ULYSSE SWITCHED SOCKET IN THERMOSETTING (GRP) WITH MECHANICAL INTERLOCK 63A 2P+E 200-250V 50-60HZ 6H IP66/IP67 | 1 | 5.122 | 463.8073
| P408336 | ULYSSE SWITCHED SOCKET IN THERMOSETTING (GRP) WITH MECHANICAL INTERLOCK 63A 3P+E 380-415V 50-60HZ 6H IP66/IP67 | 1 | 5.272 | 490.1782
| P408346 | ULYSSE SWITCHED SOCKET IN THERMOSETTING (GRP) WITH MECHANICAL INTERLOCK 63A 3P+N+E 380-415V 50-60HZ 6H IP66/IP67 | 1 | 5.7 | 527.0618
| P409873 | ULYSSE THERMOSETTING SOCKET ULYSSE WITH TRANSFORMER 2P 16A 220/24V 144VA | 1 | 3.441 | 529.7091
| P410124 | ROTOR - ROTOSWITCHED COUPLER 16A 2P+E 110V 4H IP66/67 | 1 | 0.46 | 113.4509
04-24-41012 6 | P410126 | ROTOR - ROTOSWITCHED COUPLER 16A 2P+E 230V 6H IP66/67 | 1 | 0.46 | 107.9273
| P410129 | ROTOR - ROTOSWITCHED COUPLER 16A 2P+E 400V 9H IP66/67 | 1 | 0.46 | 114.1127
| P410134 | ROTOR - ROTOSWITCHED COUPLER 16A 3P+E 110V 4H IP66/67 | 1 | 0.54 | 125.44
04-32-41013 6 | P410136 | ROTOR - ROTOSWITCHED COUPLER 16A 3P+E 400V 6H IP66/67 | 1 | 0.54 | 118.8473
| P410137 | ROTOR - ROTOSWITCHED COUPLER 16A 3P+E 500V 7H IP66/67 | 1 | 0.54 | 125.44
| P410139 | ROTOR - ROTOSWITCHED COUPLER 16A 3P+E 230V 9H IP66/67/69 | 1 | 0.54 | 124.9055
| P410144 | ROTOR - ROTOSWITCHED COUPLER 16A 3P+N+E 110V 4H IP66/67 | 1 | 0.73 | 138.3455
04-24-41014 6 | P410146 | ROTOR - ROTOSWITCHED COUPLER 16A 3P+N+E 400V 6H IP66/67 | 1 | 0.73 | 131.3709
| P410147 | ROTOR - ROTOSWITCHED COUPLER 16A 3P+N+E 500V 7H IP66/67 | 1 | 0.73 | 138.3455
| P410149 | ROTOR - ROTOSWITCHED COUPLER 16A 3P+N+E 230V 9H IP66/67/69 | 1 | 0.73 | 138.3455
| P410224 | ROTOR - ROTOSWITCHED COUPLER 32A 2P+E 110V 4H IP66/67 | 1 | 0.78 | 226.6473
04-32-41022 6 | P410226 | ROTOR - ROTOSWITCHED COUPLER 32A 2P+E 230V 6H IP66/67/69 | 1 | 0.78 | 162.69
| P410229 | ROTOR - ROTOSWITCHED COUPLER 32A 2P+E 400V 9H IP66/67 | 1 | 0.78 | 226.6473
| P410233 | ROTOR - ROTOSWITCH 2P+T 16A 380-400V 3H IP66/67/69 | 1 | 0.81 | 243.7782
| P410234 | ROTOR - ROTOSWITCHED COUPLER 32A 3P+E 110V 4H IP66/67 | 1 | 0.81 | 243.7782
04-32-41023 6 | P410236 | ROTOR - ROTOSWITCHED COUPLER 32A 3P+E 400V 6H IP66/67 | 1 | 0.81 | 176.26
| P410237 | ROTOR - ROTOSWITCHED COUPLER 32A 3P+E 500V 7H IP66/67 | 1 | 0.81 | 243.7782
| P410239 | ROTOR - ROTOSWITCHED COUPLER 32A 3P+E 230V 9H IP66/67/69 | 1 | 0.81 | 243.7782
| P410244 | ROTOR - ROTOSWITCHED COUPLER 32A 3P+N+E 110V 4H IP66/67 | 1 | 0.95 | 266.1782
04-32-41024 6 | P410246 | ROTOR - ROTOSWITCHED COUPLER 32A 3P+N+E 400V 6H IP66/67 | 1 | 0.95 | 191.92
| P410247 | ROTOR - ROTOSWITCHED COUPLER 32A 3P+N+E 500V 7H IP66/67 | 1 | 0.95 | 266.1782
| P410249 | ROTOR - ROTOSWITCHED COUPLER 32A 3P+N+E 230V 9H IP66/67/69 | 1 | 0.95 | 266.1782
| P410324 | ROTOR - ROTOSWITCHED COUPLER 63A 2P+E 110V 4H IP66/67 | 1 | 1.825 | 326.7855
| P410326 | ROTOR - ROTOSWITCHED COUPLER 63A 2P+E 230V 6H IP66/67 | 1 | 1.825 | 308.3309
| P410329 | ROTOR - ROTOSWITCHED COUPLER 63A 2P+E 400V 9H IP66/67 | 1 | 1.825 | 326.7855
| P410334 | ROTOR - ROTOSWITCHED COUPLER 63A 3P+E 110V 4H IP66/67 | 1 | 1.825 | 359.7236
| P410336 | ROTOR - ROTOSWITCHED COUPLER 63A 3P+E 400V 6H IP66/67 | 1 | 1.825 | 341.2691
| P410337 | ROTOR - ROTOSWITCHED COUPLER 63A 3P+E 500V 7H IP66/67 | 1 | 1.825 | 359.7236
| P410339 | ROTOR - ROTOSWITCHED COUPLER 63A 3P+E 230V 9H IP66/67/69 | 1 | 1.825 | 359.7236
| P410344 | ROTOR - ROTOSWITCHED COUPLER 63A 3P+N+E 110V 4H IP66/67 | 1 | 1.9 | 387.3927
| P410346 | ROTOR - ROTOSWITCHED COUPLER 63A 3P+N+E 400V 6H IP66/67 | 1 | 1.9 | 367.6145
| P410347 | ROTOR - ROTOSWITCHED COUPLER 63A 3P+N+E 500V 7H IP66/67 | 1 | 1.9 | 420.3309
| P410349 | ROTOR - ROTOSWITCHED COUPLER 63A 3P+N+E 230V 9H IP66/67/69 | 1 | 1.9 | 387.3927
| P410434 | ROTOR - ROTOSWITCHED COUPLER 125A 3P+E 110V 4H IP66/67/69 | 1 |  | 740.52
| P410436 | ROTOR - ROTOSWITCHED COUPLER 125A 3P+E 400V 6H IP66/67/69 | 1 |  | 700.99
| P410437 | ROTOR - ROTOSWITCHED COUPLER 125A 3P+E 500V 7H IP66/67/69 | 1 |  | 740.52
| P410439 | ROTOR - ROTOSWITCHED COUPLER 125A 3P+E 230V 9H IP66/67/69 | 1 |  | 740.52
| P410444 | ROTOR - ROTOSWITCHED COUPLER 125A 3P+N+E 110V 4H IP66/67/69 | 1 |  | 938.18
| P410446 | ROTOR - ROTOSWITCHED COUPLER 125A 3P+N+E 400V 6H IP66/67/69 | 1 |  | 889.41
| P410447 | ROTOR - ROTOSWITCHED COUPLER 125A 3P+N+E 500V 7H IP66/67/69 | 1 |  | 938.18
| P410449 | ROTOR - ROTOSWITCHED COUPLER 125A 3P+N+E 230V 9H IP66/67/69 | 1 |  | 938.18
| P412124 | ROTOR - ROTOSWITCH 2P+T 16A 110-130V 4H IP66/67/69 | 1 | 0.412 | 109.8873
04-24-41212 6 | P412126 | ROTOR - STRAIGHT PANEL MOUNTED ROTOSWITCHED SOCKET 16A 2P+E 230V 6H IP66/67/69 | 1 | 0.4 | 104.0836
04-24-41213 6 | P412136 | ROTOR - STRAIGHT PANEL MOUNTED ROTOSWITCHED SOCKET 16A 3P+E 400V 6H IP66/67 | 1 | 0.5 | 114.24
04-24-41214 6 | P412146 | ROTOR - STRAIGHT PANEL MOUNTED ROTOSWITCHED SOCKET 16A 3P+N+E 400V 6H IP66/67 | 1 | 0.6 | 127.9345
| P412224 | ROTOR - ROTOSWITCH 2P+T 16A 110-130V 4H IP66/67/69 | 1 | 0.7 | 222.6764
04-24-41222 6 | P412226 | ROTOR - STRAIGHT PANEL MOUNTED ROTOSWITCHED SOCKET 32A 2P+E 230V 6H IP66/67 | 1 | 0.7 | 162.69
| P412233 | ROTOR - ROTOSWITCH 3P+T 32A 380-440V 3H IP66/67/69 | 1 | 0.8 | 243.7782
04-24-41223 6 | P412236 | ROTOR - STRAIGHT PANEL MOUNTED ROTOSWITCHED SOCKET 32A 3P+E 400V 6H IP66/67 | 1 | 0.8 | 175.21
04-24-41224 6 | P412246 | ROTOR - STRAIGHT PANEL MOUNTED ROTOSWITCHED SOCKET 32A 3P+N+E 400V 6H IP66/67 | 1 | 0.9 | 188.78
| P412326 | ROTOR - STRAIGHT PANEL MOUNTED ROTOSWITCHED SOCKET 63A 2P+E 230V 6H IP66/67/69 | 1 | 1.5 | 288.5782
| P412336 | ROTOR - STRAIGHT PANEL MOUNTED ROTOSWITCHED SOCKET 63A 3P+E 400V 6H IP66/67 | 1 | 1.6 | 316.2473
| P412346 | ROTOR - STRAIGHT PANEL MOUNTED ROTOSWITCHED SOCKET 63A 3P+N+E 400V 6H IP66/67 | 1 | 1.8 | 343.9164
| P412436 | ROTOR - STRAIGHT PANEL MOUNTED ROTOSWITCHED SOCKET 125A 3P+E 400V 6H IP66/67/69 |  |  | 683.86
| P412446 | ROTOR - STRAIGHT PANEL MOUNTED ROTOSWITCHED SOCKET 125A 3P+N+E 400V 6H IP66/67/69 |  |  | 872.28
| P413124 | ROTOR - ROTOSWITCH 2P+T 16A 110-130V 4H IP66/67/69 | 1 | 0.4 | 109.8873
04-24-41312 6 | P413126 | ROTOR - 20° ANGLED PANEL MOUNTED ROTOSWITCHED SOCKET 16A 2P+E 230V 6H IP66/67/69 | 1 | 0.408 | 104.0836
04-24-41313 6 | P413136 | ROTOR - 20° ANGLED PANEL MOUNTED ROTOSWITCHED SOCKET 16A 3P+E 400V 6H IP66/67 | 1 | 0.5 | 114.24
04-24-41314 6 | P413146 | ROTOR - 20° ANGLED PANEL MOUNTED ROTOSWITCHED SOCKET 16A 3P+N+E 400V 6H IP66/67 | 1 | 0.6 | 127.9345
| P413224 | ROTOR - ROTOSWITCH 2P+T 32A 110-130V 4H IP66/67/69 | 1 | 0.7 | 222.6764
04-24-41322 6 | P413226 | ROTOR - 20° ANGLED PANEL MOUNTED ROTOSWITCHED SOCKET 32A 2P+E 230V 6H IP66/67/69 | 1 | 0.7 | 162.69
04-24-41323 6 | P413236 | ROTOR - 20° ANGLED PANEL MOUNTED ROTOSWITCHED SOCKET 32A 3P+E 400V 6H IP66/67 | 1 | 0.695 | 175.21
04-24-41324 6 | P413246 | ROTOR - 20° ANGLED PANEL MOUNTED ROTOSWITCHED SOCKET 32A 3P+N+E 400V 6H IP66/67 | 1 | 0.9 | 188.78
| P413326 | ROTOR - 20° ANGLED PANEL MOUNTED ROTOSWITCHED SOCKET 63A 2P+E 230V 6H IP66/67/69 | 1 | 1.5 | 288.5782
| P413336 | ROTOR - 20° ANGLED PANEL MOUNTED ROTOSWITCHED SOCKET 63A 3P+E 400V 6H IP66/67 | 1 | 1.6 | 324.1382
| P413346 | ROTOR - 20° ANGLED PANEL MOUNTED ROTOSWITCHED SOCKET 63A 3P+N+E 400V 6H IP66/67 | 1 | 1.8 | 351.8073
| P413436 | ROTOR - 20° ANGLED PANEL MOUNTED ROTOSWITCHED SOCKET 125A 3P+E 400V 6H IP66/67/69 |  |  | 683.86
| P413446 | ROTOR - 20° ANGLED PANEL MOUNTED ROTOSWITCHED SOCKET 125A 3P+N+E 400V 6H IP66/67/69 |  |  | 872.28
| P415000 | ULYSSE SIDE COUPLING DEVICE | 100 | 0.022 | 7.0255
| P415001 | ULYSSE BOX IN THERMOSETTING (GRP) 125X175X128MM WITH BLIND COVER | 1 | 0.895 | 45.7164
| P415002 | ULYSSE BOX IN THERMOSETTING (GRP) 250X175X128MM WITH BLIND COVER | 1 | 0.3 | 62.5927
| P415011 | ULYSSE EN50022 TRANSPARENT WINDOW AND ACCESSORIES OF SINGLE ENCLOSURE | 1 | 0.05 | 8.0945
| P415012 | ULYSSE EN50022 TRANSPARENT WINDOW AND ACCESSORIES OF DOUBLE ENCLOSURE | 1 | 0.09 | 8.4255
| P415101 | ULYSSE BOX IN THERMOSETTING (GRP) 125X175X128MM WITH COVER WITH WINDOW 5 MODULES | 1 | 1.65 | 88.5564
| P415102 | ULYSSE BOX IN THERMOSETTING (GRP) 250X175X128MM WITH COVER WITH WINDOW 12 MODULES | 1 | 0.51 | 111.2109
| P415801 | ULYSSE THERMOSETTING MOUNTING PLATE L=125MM H=540MM | 1 | 0.745 | 41.1091
| P415802 | ULYSSE THERMOSETTING MOUNTING PLATE L=250MM H=540MM | 1 | 1.356 | 59.1564
| P415901 | ULYSSE PLATE 125X500MM WITH QUICK LOCK FOR BOARD COMPOSITION TAIS-ULYSSE | 1 | 1.29 | 57.9855
| P415902 | ULYSSE PLATE 250X500MM WITH QUICK LOCK FOR BOARD COMPOSITION TAIS-ULYSSE | 1 | 2.181 | 84.8655
| P415903 | ULYSSE PLATE 375X500MM WITH QUICK LOCK FOR BOARD COMPOSITION TAIS-ULYSSE | 1 | 3.19 | 139.6691
| P415904 | ULYSSE PLATE 500X500MM WITH QUICK LOCK FOR BOARD COMPOSITION TAIS-ULYSSE | 1 | 4.86 | 252.9927
| P416124 | ROTOR - 65° ANGLED WALL MOUNTED ROTOSWITCHED SOCKET 16A 2P+E 110V 4H IP66/67 | 1 | 0.9 | 171.2836
04-24-41612 6 | P416126 | ROTOR - 65° ANGLED WALL MOUNTED ROTOSWITCHED SOCKET 16A 2P+E 230V 6H IP66/67/69 | 1 | 0.886 | 166.0145
04-24-41613 6 | P416136 | ROTOR - 65° ANGLED WALL MOUNTED ROTOSWITCHED SOCKET 16A 3P+E 400V 6H IP66/67 | 1 | 1 | 176.5782
04-24-41614 6 | P416146 | ROTOR - 65° ANGLED WALL MOUNTED ROTOSWITCHED SOCKET 16A 3P+N+E 400V 6H IP66/67 | 1 | 1.1 | 189.7382
| P416224 | ROTOR - 65° ANGLED WALL MOUNTED ROTOSWITCHED SOCKET 32A 2P+E 110V 4H IP66/67 | 1 | 1.1 | 283.2836
04-24-41622 6 | P416226 | ROTOR - 65° ANGLED WALL MOUNTED ROTOSWITCHED SOCKET 32A 2P+E 230V 6H IP66/67/69 | 1 | 1.1 | 209.62
04-24-41623 6 | P416236 | ROTOR - 65° ANGLED WALL MOUNTED ROTOSWITCHED SOCKET 32A 3P+E 400V 6H IP66/67 | 1 | 1.2 | 223.17
04-24-41624 6 | P416246 | ROTOR - 65° ANGLED WALL MOUNTED ROTOSWITCHED SOCKET 32A 3P+N+E 400V 6H IP66/67 | 1 | 1.8 | 252.38
| P416326 | ROTOR - 65° ANGLED WALL MOUNTED ROTOSWITCHED SOCKET 63A 2P+E 230V 6H IP66/67/69 | 1 | 1.8 | 366.3164
| P416336 | ROTOR - 65° ANGLED WALL MOUNTED ROTOSWITCHED SOCKET 63A 3P+E 400V 6H IP66/67 | 1 | 2.65 | 400.5782
| P416346 | ROTOR - 65° ANGLED WALL MOUNTED ROTOSWITCHED SOCKET 63A 3P+N+E 400V 6H IP66/67 | 1 | 2.65 | 426.9236
| P416436 | ROTOR - 65° ANGLED WALL MOUNTED ROTOSWITCHED SOCKET 125A 3P+E 400V 6H IP66/67/69 |  |  | 757.65
| P416446 | ROTOR - 65° ANGLED WALL MOUNTED ROTOSWITCHED SOCKET 125A 3P+N+E 400V 6H IP66/67/69 |  |  | 946.07
| P419000 | X-CEE LOCKER | 1 | 0.03 | 17.0036
| P419001 | X-CEE HANDLE FOR PLUGS AND CONNECTORS 16A 2P+E IP66/67 | 5 | 0.071 | 10.33
| P419002 | X-CEE HANDLE FOR PLUGS AND CONNECTORS 16A 3P+E IP66/67 | 5 | 0.082 | 11.46
| P419003 | X-CEE HANDLE FOR PLUGS AND CONNECTORS 16A/32A 3P+N/2P/3P+E IP66/67 | 5 | 0.123 | 10.65
| P419004 | X-CEE HANDLE FOR PLUGS AND CONNECTORS 32A 3P+N+E IP66/67 | 5 | 0.146 | 15.51
| P419005 | X-CEE HANDLE FOR PLUGS AND CONNECTORS 63A 2P/3P/3P+N+E IP66/67 | 5 | 0.235 | 31.98
| P419006 | X-CEE HANDLE FOR PLUGS AND CONNECTORS 125A 2P/3P/3P+N+E IP66/67 | 5 | 0.345 | 36.72
| P419010 | AUXILIARY CONTACT NA FOR 125A |  |  | 53.23
| P419021 | X-CEE STRAIGHT PANEL MOUNTED FLANGE 16A 2P+E IP66/67 | 5 | 0.053 | 6.06
| P419022 | X-CEE STRAIGHT PANEL MOUNTED FLANGE 16A 3P+E IP66/67 | 5 | 0.054 | 6.19
| P419023 | X-CEE STRAIGHT PANEL MOUNTED FLANGE 16A/32A 3P+N/2P/3P+E IP66/67 | 5 | 0.055 | 7.41
| P419024 | X-CEE STRAIGHT PANEL MOUNTED FLANGE 32A 3P+N+E IP66/67 | 5 | 0.052 | 10.46
| P419025 | X-CEE STRAIGHT PANEL MOUNTED FLANGE 63A 2P/3P/3P+N+E IP66/67 | 5 | 0.124 | 10.73
| P419026 | X-CEE STRAIGHT PANEL MOUNTED FLANGE 125A 2P/3P/3P+N+E IP66/67 | 5 | 0.144 | 17.67
| P419031 | X-CEE 20° ANGLED PANEL MOUNTED FLANGE 16A 2P+E IP66/67/68/69 | 5 | 0.043 | 6.06
| P419032 | X-CEE 20° ANGLED PANEL MOUNTED FLANGE 16A 3P+E IP66/67/68/69 | 5 | 0.051 | 6.19
| P419033 | X-CEE 20° ANGLED PANEL MOUNTED FLANGE 16A/32A 3P+N/2P/3P+E IP66/67/68/69 | 5 | 0.052 | 7.41
| P419034 | X-CEE 20° ANGLED PANEL MOUNTED FLANGE 32A 3P+N+E IP66/67/68/69 | 5 | 0.96 | 8.32
| P419035 | X-CEE 20° ANGLED PANEL MOUNTED FLANGE 63A 2P/3P/3P+N+E IP66/67/68/69 | 5 | 0.135 | 12.32
| P419036 | X-CEE 20° ANGLED PANEL MOUNTED FLANGE 125A 2P/3P/3P+N+E IP66/67/68/69 | 5 | 0.246 | 22.26
| P419120 | ROTOR - ROTOSWITCHED SOCKET 16A 2P+E >50V 10H IP66/67 | 1 | 0.35 | 113.8327
| P419122 | ROTOR - ROTOSWITCHED SOCKET 16A 2P+E >50V 2H IP66/67 | 1 | 0.35 | 113.8327
| P419124 | ROTOR - ROTOSWITCHED SOCKET 16A 2P+E 110V 4H IP66/67 | 1 | 0.35 | 103.8291
| P419126 | ROTOR - ROTOSWITCHED SOCKET 16A 2P+E 230V 6H IP66/67/69 | 1 | 0.35 | 99.0945
| P419127 | ROTOR - ROTOSWITCHED SOCKET 16A 2P+E 500V 7H IP66/67 | 1 | 0.35 | 103.8291
| P419128 | ROTOR - ROTOSWITCHED SOCKET 16A 2P+E >50V 12H IP66/67 | 1 | 0.365 | 113.8327
| P419129 | ROTOR - ROTOSWITCHED SOCKET 16A 2P+E 400V 9H IP66/67 | 1 | 0.35 | 103.8291
| P419130 | ROTOR - ROTOSWITCHED SOCKET 16A 3P+E >50V 10H IP66/67 | 1 | 0.45 | 125.0327
| P419131 | ROTOR - ROTOSWITCHED SOCKET 16A 3P+E 440-460V 11H IP66/67 | 1 | 0.452 | 125.0327
| P419132 | ROTOR - ROTOSWITCHED SOCKET 16A 3P+E >50V 2H IP66/67 | 1 | 0.45 | 125.0327
| P419133 | ROTOR - ROTOSWITCHED SOCKET 16A 3P+E 380-440V 3H IP66/67 | 1 | 0.45 | 125.0327
| P419134 | ROTOR - ROTOSWITCHED SOCKET 16A 3P+E 110V 4H IP66/67 | 1 | 0.45 | 114.24
| P419135 | ROTOR - ROTOSWITCHED SOCKET 16A 3P+E 690V 5H IP66/67 | 1 | 0.45 | 125.0327
| P419136 | ROTOR - ROTOSWITCHED SOCKET 16A 3P+E 400V 6H IP66/67 | 1 | 0.45 | 108.9709
| P419137 | ROTOR - ROTOSWITCHED SOCKET 16A 3P+E 500V 7H IP66/67 | 1 | 0.45 | 114.24
| P419138 | ROTOR - ROTOSWITCHED SOCKET 16A 3P+E >50V 12H IP66/67 | 1 | 0.45 | 125.0327
| P419139 | ROTOR - ROTOSWITCHED SOCKET 16A 3P+E 230V 9H IP66/67/69 | 1 | 0.45 | 114.24
| P419140 | ROTOR - ROTOSWITCHED SOCKET 16A 3P+N+E >50V 10H IP66/67 | 1 | 0.56 | 137.0473
| P419141 | ROTOR - ROTOSWITCHED SOCKET 16A 3P+N+E 440-460V 11H IP66/67 | 1 | 0.56 | 137.0473
| P419142 | ROTOR - ROTOSWITCHED SOCKET 16A 3P+N+E >50V 2H IP66/67 | 1 | 0.56 | 137.0473
| P419143 | ROTOR - ROTOSWITCHED SOCKET 16A 3P+N+E 380-440V 3H IP66/67 | 1 | 0.56 | 137.0473
| P419144 | ROTOR - ROTOSWITCHED SOCKET 16A 3P+N+E 110V 4H IP66/67 | 1 | 0.56 | 124.7782
| P419145 | ROTOR - ROTOSWITCHED SOCKET 16A 3P+N+E 690V 5H IP66/67 | 1 | 0.56 | 137.0473
| P419146 | ROTOR - ROTOSWITCHED SOCKET 16A 3P+N+E 400V 6H IP66/67 | 1 | 0.56 | 118.5927
| P419147 | ROTOR - ROTOSWITCHED SOCKET 16A 3P+N+E 500V 7H IP66/67 | 1 | 0.56 | 124.7782
| P419149 | ROTOR - ROTOSWITCHED SOCKET 16A 3P+N+E 230V 9H IP66/67/69 | 1 | 0.56 | 124.7782
| P419220 | ROTOR - ROTOSWITCHED SOCKET 32A 2P+E >50V 10H IP66/67 | 1 | 0.6 | 233.2145
| P419222 | ROTOR - ROTOSWITCHED SOCKET 32A 2P+E >50V 2H IP66/67 | 1 | 0.6 | 233.2145
| P419224 | ROTOR - ROTOSWITCHED SOCKET 32A 2P+E 110V 4H IP66/67 | 1 | 0.6 | 213.4618
| P419226 | ROTOR - ROTOSWITCHED SOCKET 32A 2P+E 230V 6H IP66/67/69 | 1 | 0.6 | 158.56
| P419227 | ROTOR - ROTOSWITCHED SOCKET 32A 2P+E 500V 7H IP66/67 | 1 | 0.6 | 213.4618
| P419228 | ROTOR - ROTOSWITCHED SOCKET 32A 2P+E >50V 12H IP66/67 | 1 | 0.633 | 233.2145
| P419229 | ROTOR - ROTOSWITCHED SOCKET 32A 2P+E 400V 9H IP66/67 | 1 | 0.6 | 213.4618
| P419230 | ROTOR - ROTOSWITCHED SOCKET 32A 3P+E >50V 10H IP66/67 | 1 | 0.67 | 250.3455
| P419231 | ROTOR - ROTOSWITCHED SOCKET 32A 3P+E 440-460V 11H IP66/67 | 1 | 0.67 | 250.3455
| P419232 | ROTOR - ROTOSWITCHED SOCKET 32A 3P+E >50V 2H IP66/67 | 1 | 0.67 | 250.3455
| P419233 | ROTOR - ROTOSWITCHED SOCKET 32A 3P+E 380-440V 3H IP66/67 | 1 | 0.67 | 250.3455
| P419234 | ROTOR - ROTOSWITCHED SOCKET 32A 3P+E 110V 4H IP66/67 | 1 | 0.67 | 227.9455
| P419235 | ROTOR - ROTOSWITCHED SOCKET 32A 3P+E 690V 5H IP66/67 | 1 | 0.668 | 250.3455
| P419236 | ROTOR - ROTOSWITCHED SOCKET 32A 3P+E 400V 6H IP66/67 | 1 | 0.67 | 169.98
| P419237 | ROTOR - ROTOSWITCHED SOCKET 32A 3P+E 500V 7H IP66/67 | 1 | 0.67 | 227.9455
| P419238 | ROTOR - ROTOSWITCHED SOCKET 32A 3P+E >50V 12H IP66/67 | 1 | 0.67 | 250.3455
| P419239 | ROTOR - ROTOSWITCHED SOCKET 32A 3P+E 230V 9H IP66/67/69 | 1 | 0.67 | 227.9455
| P419240 | ROTOR - ROTOSWITCHED SOCKET 32A 3P+N+E >50V 10H IP66/67 | 1 | 0.75 | 267.4764
| P419241 | ROTOR - ROTOSWITCHED SOCKET 32A 3P+N+E 440-460V 11H IP66/67 | 1 | 0.75 | 267.4764
| P419242 | ROTOR - ROTOSWITCHED SOCKET 32A 3P+N+E >50V 2H IP66/67 | 1 | 0.75 | 267.4764
| P419243 | ROTOR - ROTOSWITCHED SOCKET 32A 3P+N+E 380-440V 3H IP66/67 | 1 | 0.75 | 267.4764
| P419244 | ROTOR - ROTOSWITCHED SOCKET 32A 3P+N+E 110V 4H IP66/67 | 1 | 0.75 | 247.7236
| P419245 | ROTOR - ROTOSWITCHED SOCKET 32A 3P+N+E 690V 5H IP66/67 | 1 | 0.75 | 267.4764
| P419246 | ROTOR - ROTOSWITCHED SOCKET 32A 3P+N+E 400V 6H IP66/67 | 1 | 0.75 | 184.61
| P419247 | ROTOR - ROTOSWITCHED SOCKET 32A 3P+N+E 500V 7H IP66/67 | 1 | 0.75 | 247.7236
| P419249 | ROTOR - ROTOSWITCHED SOCKET 32A 3P+N+E 230V 9H IP66/67/69 | 1 | 0.75 | 247.7236
| P419320 | ROTOR - ROTOSWITCHED SOCKET 63A 2P+E >50V 10H IP66/67 | 1 | 1.6 | 329.4073
| P419322 | ROTOR - ROTOSWITCHED SOCKET 63A 2P+E >50V 2H IP66/67 | 1 | 1.6 | 329.4073
| P419324 | ROTOR - ROTOSWITCHED SOCKET 63A 2P+E 110V 4H IP66/67 | 1 | 1.6 | 299.1164
| P419326 | ROTOR - ROTOSWITCHED SOCKET 63A 2P+E 230V 6H IP66/67/69 | 1 | 1.6 | 283.2836
| P419327 | ROTOR - ROTOSWITCHED SOCKET 63A 2P+E 500V 7H IP66/67 | 1 | 1.6 | 299.1164
| P419328 | ROTOR - ROTOSWITCHED SOCKET 63A 2P+E >50V 12H IP66/67 | 1 | 1.6 | 329.4073
| P419329 | ROTOR - ROTOSWITCHED SOCKET 63A 2P+E 400V 9H IP66/67 | 1 | 1.6 | 299.1164
| P419330 | ROTOR - ROTOSWITCHED SOCKET 63A 3P+E >50V 10H IP66/67 | 1 | 1.7 | 329.4073
| P419331 | ROTOR - ROTOSWITCHED SOCKET 63A 3P+E 440-460V 11H IP66/67 | 1 | 1.7 | 361.0473
| P419332 | ROTOR - ROTOSWITCHED SOCKET 63A 3P+E >50V 2H IP66/67 | 1 | 1.7 | 361.0473
| P419333 | ROTOR - ROTOSWITCHED SOCKET 63A 3P+E 380-440V 3H IP66/67 | 1 | 1.7 | 361.0473
| P419334 | ROTOR - ROTOSWITCHED SOCKET 63A 3P+E 110V 4H IP66/67 | 1 | 1.7 | 325.4618
| P419335 | ROTOR - ROTOSWITCHED SOCKET 63A 3P+E 690V 5H IP66/67 | 1 | 1.7 | 361.0473
| P419336 | ROTOR - ROTOSWITCHED SOCKET 63A 3P+E 400V 6H IP66/67 | 1 | 1.7 | 309.6545
| P419337 | ROTOR - ROTOSWITCHED SOCKET 63A 3P+E 500V 7H IP66/67 | 1 | 1.687 | 325.4618
| P419338 | ROTOR - ROTOSWITCHED SOCKET 63A 3P+E >50V 12H IP66/67 | 1 | 1.7 | 361.0473
| P419339 | ROTOR - ROTOSWITCHED SOCKET 63A 3P+E 230V 9H IP66/67/69 | 1 | 1.7 | 325.4618
| P419340 | ROTOR - ROTOSWITCHED SOCKET 63A 3P+N+E >50V 10H IP66/67 | 1 | 1.8 | 357.0764
| P419341 | ROTOR - ROTOSWITCHED SOCKET 63A 3P+N+E 440-460V 11H IP66/67 | 1 | 1.8 | 390.0145
| P419342 | ROTOR - ROTOSWITCHED SOCKET 63A 3P+N+E >50V 2H IP66/67 | 1 | 1.8 | 390.0145
| P419343 | ROTOR - ROTOSWITCHED SOCKET 63A 3P+N+E 380-440V 3H IP66/67 | 1 | 1.8 | 390.0145
| P419344 | ROTOR - ROTOSWITCHED SOCKET 63A 3P+N+E 110V 4H IP66/67 | 1 | 1.8 | 359.7236
| P419345 | ROTOR - ROTOSWITCHED SOCKET 63A 3P+N+E 690V 5H IP66/67 | 1 | 1.8 | 390.0145
| P419346 | ROTOR - ROTOSWITCHED SOCKET 63A 3P+N+E 400V 6H IP66/67 | 1 | 1.8 | 339.9455
| P419347 | ROTOR - ROTOSWITCHED SOCKET 63A 3P+N+E 500V 7H IP66/67 | 1 | 1.8 | 391.3382
| P419349 | ROTOR - ROTOSWITCHED SOCKET 63A 3P+N+E 230V 9H IP66/67/69 | 1 | 1.8 | 359.7236
| P419420 | ROTOR - ROTOSWITCHED SOCKET 125A 2P+E >50V 10H IP66/67/69 |  |  | 685.19
| P419422 | ROTOR - ROTOSWITCHED SOCKET 125A 2P+E >50V 2H IP66/67/69 |  |  | 685.19
| P419424 | ROTOR - ROTOSWITCHED SOCKET 125A 2P+E 110V 4H IP66/67/69 |  |  | 685.19
| P419426 | ROTOR - ROTOSWITCHED SOCKET 125A 2P+E 230V 6H IP66/67/69 |  |  | 685.19
| P419427 | ROTOR - ROTOSWITCHED SOCKET 125A 2P+E 500V 7H IP66/67/69 |  |  | 685.19
| P419428 | ROTOR - ROTOSWITCHED SOCKET 125A 2P+E >50V 12H IP66/67/69 |  |  | 685.19
| P419429 | ROTOR - ROTOSWITCHED SOCKET 125A 2P+E 400V 9H IP66/67/69 |  |  | 685.19
| P419430 | ROTOR - ROTOSWITCHED SOCKET 125A 3P+E >50V 10H IP66/67/69 |  |  | 698.35
| P419431 | ROTOR - ROTOSWITCHED SOCKET 125A 3P+E 440-460V 11H IP66/67/69 |  |  | 698.35
| P419432 | ROTOR - ROTOSWITCHED SOCKET 125A 3P+E >50V 2H IP66/67/69 |  |  | 698.35
| P419433 | ROTOR - ROTOSWITCHED SOCKET 125A 3P+E 380-440V 3H IP66/67/69 |  |  | 698.35
| P419434 | ROTOR - ROTOSWITCHED SOCKET 125A 3P+E 110V 4H IP66/67/69 |  |  | 698.35
| P419435 | ROTOR - ROTOSWITCHED SOCKET 125A 3P+E 690V 5H IP66/67/69 |  |  | 698.35
| P419436 | ROTOR - ROTOSWITCHED SOCKET 125A 3P+E 400V 6H IP66/67/69 |  |  | 698.35
| P419437 | ROTOR - ROTOSWITCHED SOCKET 125A 3P+E 500V 7H IP66/67/69 |  |  | 698.35
| P419438 | ROTOR - ROTOSWITCHED SOCKET 125A 3P+E >50V 12H IP66/67/69 |  |  | 698.35
| P419439 | ROTOR - ROTOSWITCHED SOCKET 125A 3P+E 230V 9H IP66/67/69 |  |  | 698.35
| P419440 | ROTOR - ROTOSWITCHED SOCKET 125A 3P+N+E >50V 10H IP66/67/69 |  |  | 897.32
| P419441 | ROTOR - ROTOSWITCHED SOCKET 125A 3P+N+E 440-460V 11H IP66/67/69 |  |  | 897.32
| P419442 | ROTOR - ROTOSWITCHED SOCKET 125A 3P+N+E >50V 2H IP66/67/69 |  |  | 897.32
| P419443 | ROTOR - ROTOSWITCHED SOCKET 125A 3P+N+E 380-440V 3H IP66/67/69 |  |  | 897.32
| P419444 | ROTOR - ROTOSWITCHED SOCKET 125A 3P+N+E 110V 4H IP66/67/69 |  |  | 897.32
| P419445 | ROTOR - ROTOSWITCHED SOCKET 125A 3P+N+E 690V 5H IP66/67/69 |  |  | 897.32
| P419446 | ROTOR - ROTOSWITCHED SOCKET 125A 3P+N+E 400V 6H IP66/67/69 |  |  | 897.32
| P419447 | ROTOR - ROTOSWITCHED SOCKET 125A 3P+N+E 500V 7H IP66/67/69 |  |  | 897.32
| P419449 | ROTOR - ROTOSWITCHED SOCKET 125A 3P+N+E 230V 9H IP66/67/69 |  |  | 897.32
| P420126 | ULYSSE SWITCHED SOCKET IN WHITE THERMOSETTING (GRP) WITH MECHANICAL INTERLOCK AND FUSE-HOLDER 16A 2P+E 200-250V 50-60HZ 6H IP66/IP67 | 1 | 2.635 | 252.9927
| P420136 | ULYSSE SWITCHED SOCKET IN WHITE THERMOSETTING (GRP) WITH MECHANICAL INTERLOCK AND FUSE-HOLDER 16A 3P+E 380-415V 50-60HZ 6H IP66/IP67 | 1 | 2.82 | 275.3927
| P420146 | ULYSSE SWITCHED SOCKET IN WHITE THERMOSETTING (GRP) WITH MECHANICAL INTERLOCK AND FUSE-HOLDER 16A 3P+N+E 380-415V 50-60HZ IP66/IP67 | 1 | 2.9 | 317.5455
| P420226 | ULYSSE SWITCHED SOCKET IN WHITE THERMOSETTING (GRP) WITH MECHANICAL INTERLOCK AND FUSE-HOLDER 32A 2P+E 200-250V 50-60HZ IP66/IP67 | 1 | 2.92 | 357.0764
| P420236 | ULYSSE SWITCHED SOCKET IN WHITE THERMOSETTING (GRP) WITH MECHANICAL INTERLOCK AND FUSE-HOLDER 32A 3P+E 380-415V 50-60HZ 6H IP66/IP67 | 1 | 3.019 | 363.6691
| P420246 | ULYSSE SWITCHED SOCKET IN WHITE THERMOSETTING (GRP) WITH MECHANICAL INTERLOCK AND FUSE-HOLDER 32A 3P+N+E 380-415V 50-60HZ 6H IP66/IP67 | 1 | 3.192 | 387.3927
04-24-21029 | P421029 | ALUPRES SOCKET WITH FLAT POLES 250A 3P+E 480-500V 50-60HZ 1XF5 IP55 | 1 | 5.94 | 1317.6545
| P421909 | ALUPRES SPARE CONTACT COMPONENTS FOR FP WATERTIGHT SOCKET OUTLETS 3P+E 250A | 1 | 2.3 | 480.9382
| P422039 | ALUPRES SWITCHED SOCKET IN ALUMINIUM ALLOY WITH MECHANICAL INTERLOCK AND FUSE-HOLDER, WITH FLAT POLES 3P+E 250A 600-690V 50-60HZ IP55 | 1 | 24.1 | 4789.68
| P425101 | ULYSSE BOX IN WHITE THERMOSETTING (GRP) 125X175X128MM WITH COVER WITH WINDOW 5 MODULES | 1 | 1.035 | 89.3455
04-32-27019 | P427019 | ALUPRES PLUG WITH FLAT POLES 250A 3P+E 480-500V 50-60HZ IP55 | 1 | 4.471 | 1225.4073
| P427909 | ALUPRES SPARE CONTACT COMPONENTS FOR FP WATERTIGHT PLUGS 3P+E 250A | 1 | 1.395 | 411.1164
| P429873 | ULYSSE SOCKET WITH SAFETY TRANSFORMER (SELV) 16A 2P 230/24V 50-660HZ 150VA IP66/IP67 | 1 | 3.7 | 533.6545
04-24-31237 | P431237 | TAIS MIGNON SOCKET 2P+E 10/16A 250V IN THERMOSETTING (GRP), FOR WALL MOUNTING- INLET TYPE 1X1/2"GAS | 10 | 0.253 | 41.6436
| P431252 | TAIS MIGNON SOCKET 2P+E 10/16A 250V PANEL MOUNTING | 10 | 0.149 | 29.3745
| P431611 | CEE PANEL MOUNTED SOCKET, STRAIGHT, 16A 2P+E 100-130V 50-60HZ 4H IP44 | 1 | 0.113 | 31.2327
| P431622 | CEE PANEL MOUNTED SOCKET, STRAIGHT, 16A 2P+E 200-250V 50-60HZ 6H IP44 | 10 | 0.121 | 23.7236
| P431638 | CEE PANEL MOUNTED SOCKET, STRAIGHT, 16A 2P+E 380-415V 50-60HZ 9H IP44 | 1 | 0.116 | 31.2327
| P433052 | SPIN CONNECTOR 2P+E 10/16A 250V IN RUBBER 250V IP44 | 10 | 0.112 | 38.4873
| P433211 | CEE PANEL MOUNTED SOCKET, STRAIGHT, 32A 2P+E 100-130V 50-60HZ 4H IP44 | 1 | 0.195 | 35.9673
| P433222 | CEE PANEL MOUNTED SOCKET, STRAIGHT, 32A 2P+E 200-250V 50-60HZ 6H IP44 | 1 | 0.197 | 27.4145
| P433238 | CEE PANEL MOUNTED SOCKET, STRAIGHT, 32A 2P+E 380-415V 50-60HZ 9H IP44 | 1 | 0.194 | 34.2618
| P436311 | CEE PANEL MOUNTED SOCKET, STRAIGHT, 63A 2P+E 100-130V 50-60HZ 4H IP67 | 1 | 1.046 | 155.4764
| P436312 | CEE PANEL MOUNTED SOCKET, STRAIGHT, 63A 2P+E >50V 50-60HZ 12H IP67 | 1 | 1.062 | 155.4764
| P436322 | CEE PANEL MOUNTED SOCKET, STRAIGHT, 63A 2P+E 200-250V 50-60HZ 6H IP67 | 1 | 1.054 | 122.7927
| P436338 | CEE PANEL MOUNTED SOCKET, STRAIGHT, 63A 2P+E 380-415V 50-60HZ 9H IP67 | 1 | 1.046 | 155.4764
| P437012 | SPIN SCHUKO PLUG 2P+E 10/16A 250V IN RUBBER IP44 | 10 | 0.085 | 32.4036
| P437022 | SPIN SCHUKO PLUG, 90° ANGLED 90° 2P+E 10/16A 250V IN RUBBER IP44 | 10 | 0.069 | 39.5309
| P437152 | SPIN SCHUKO PLUG 2P+E 10/16A 250V IN TERMOPLASTICO IP20/IP44 | 10 | 0.049 | 23.3164
| P438124 | TOPTER WALL MOUNTED SOCKET, 15° ANGLED, 16A 2P+E 100-130V 50-60HZ 4H IP44 | 1 | 0.251 | 15.12
| P438126 | TOPTER WALL MOUNTED SOCKET, 15° ANGLED, 16A 2P+E 200-250V 50-60HZ 6H IP44 | 1 | 0.251 | 14.8655
| P438136 | TOPTER WALL MOUNTED SOCKET, 15° ANGLED, 16A 3P+E 380-415V 50-60HZ 6H IP44 | 1 | 0.269 | 16.0109
| P438146 | TOPTER WALL MOUNTED SOCKET, 15° ANGLED, 16A 3P+N+E 380-415V 50-60HZ 6H IP44 | 1 | 0.383 | 17.2836
| P438224 | TOPTER WALL MOUNTED SOCKET, 15° ANGLED, 32A 2P+E 100-130V 50-60HZ 4H IP44 | 1 | 0.427 | 25.6836
| P438226 | TOPTER WALL MOUNTED SOCKET, 15° ANGLED, 32A 2P+E 200-250V 50-60HZ 6H IP44 | 1 | 0.427 | 22.7564
| P438236 | TOPTER WALL MOUNTED SOCKET, 15° ANGLED, 32A 3P+E 380-415V 50-60HZ 6H IP44 | 1 | 0.438 | 25.1745
| P438246 | TOPTER WALL MOUNTED SOCKET, 15° ANGLED, 32A 3P+N+E 380-415V 6H IP44 | 1 | 0.468 | 26.8291
| P439124 | TOPTER WALL MOUNTED SOCKET, 15° ANGLED, 16A 2P+E 100-130V 50-60HZ 4H IP66/IP67 | 1 | 0.301 | 26.0655
| P439126 | TOPTER WALL MOUNTED SOCKET, 15° ANGLED, 16A 2P+E 200-250V 50-60HZ 6H IP66/IP67 | 1 | 0.301 | 23.9018
| P439136 | TOPTER WALL MOUNTED SOCKET, 15° ANGLED, 16A 3P+E 380-415V 50-60HZ 6H IP66/IP67 | 1 | 0.318 | 26.1927
| P439146 | TOPTER WALL MOUNTED SOCKET, 15° ANGLED, 16A 3P+N+E 380-415V 50-60HZ 6H IP66/IP67 | 1 | 0.447 | 28.9927
| P439224 | TOPTER WALL MOUNTED SOCKET, 15° ANGLED, 32A 2P+E 100-130V 50-60HZ 4H IP66/IP67 | 1 | 0.494 | 42.9673
| P439226 | TOPTER WALL MOUNTED SOCKET, 15° ANGLED, 32A 2P+E 200-250V 50-60HZ 6H IP66/IP67 | 1 | 0.494 | 35.7127
| P439233 | TOPTER WALL MOUNTED SOCKET, 15° ANGLED, 32A 3P+E 380V 50HZ-440V 60HZ 50-60HZ 3H IP66/IP67 | 1 | 0.516 | 47.6764
| P439236 | TOPTER WALL MOUNTED SOCKET, 15° ANGLED, 32A 3P+E 380-415V 50-60HZ 6H IP66/IP67 | 1 | 0.516 | 37.7491
| P439246 | TOPTER WALL MOUNTED SOCKET, 15° ANGLED, 32A 3P+N+E 380-415V 50-60HZ 6H IP66/IP67 | 1 | 0.547 | 40.1673
| P441611 | CEE PANEL MOUNTED SOCKET, STRAIGHT, 16A 3P+E 100-130V 50-60HZ 4H IP44 | 1 | 0.141 | 33.6
| P441638 | CEE PANEL MOUNTED SOCKET, STRAIGHT, 16A 3P+E 380-415V 50-60HZ 6H IP44 | 1 | 0.168 | 27.1345
| P441650 | CEE PANEL MOUNTED SOCKET, STRAIGHT, 16A 3P+E 480-500V 50-60HZ 7H IP44 | 1 | 0.165 | 35.9673
| P443222 | CEE PANEL MOUNTED SOCKET, STRAIGHT, 32A 3P+E 200-250V 50-60HZ 9H IP44 | 1 | 0.214 | 53.2255
| P443238 | CEE PANEL MOUNTED SOCKET, STRAIGHT, 32A 3P+E 380-415V 50-60HZ 6H IP44 | 1 | 0.216 | 40.32
| P444338 | CEE WALL MOUNTED SOCKET, 90° ANGLED, 63A 3P+E 400V 6H IP67 | 1 | 2.32 | 226.6473
| P446311 | CEE PANEL MOUNTED SOCKET, STRAIGHT, 63A 3P+E 100-130V 50-60HZ 4H IP67 | 1 | 1.123 | 167.3382
| P446344 | CEE PANEL MOUNTED SOCKET, STRAIGHT, 63A 3P+E 440-460V 60HZ 11H IP67 | 1 | 1.14 | 167.3382
| P449311 | CEE PANEL MOUNTED SOCKET, STRAIGHT, 125A 3P+E 100-130V 50-60HZ 4H IP67 | 1 | 1.753 | 287.2545
| P451611 | CEE PANEL MOUNTED SOCKET, STRAIGHT, 16A 3P+N+E 100-130V 50-60HZ 4H IP44 | 1 | 0.176 | 39.5309
| P451638 | CEE PANEL MOUNTED SOCKET, STRAIGHT, 16A 3P+N+E 380-415V 50-60HZ 6H IP44 | 1 | 0.167 | 34.0073
| P453211 | CEE PANEL MOUNTED SOCKET, STRAIGHT, 32A 3P+N+E 100-130V 50-60HZ 4H IP44 | 1 | 0.242 | 59.2836
| P453222 | CEE PANEL MOUNTED SOCKET, STRAIGHT, 32A 3P+N+E 200-250V 50-60HZ 9H IP44 | 1 | 0.242 | 59.2836
| P453238 | CEE PANEL MOUNTED SOCKET, STRAIGHT, 32A 3P+N+E 380-415V 50-60HZ 6H IP44 | 1 | 0.239 | 45.9964
| P454338 | CEE WALL MOUNTED SOCKET, 90° ANGLED, 63A 3P+N+E 400V 6H IP67 | 1 | 2.536 | 250.3455
| P456311 | CEE PANEL MOUNTED SOCKET, STRAIGHT, 63A 3P+N+E 100-130V 50-60HZ 4H IP67 | 1 | 1.154 | 200.2764
| P456322 | CEE PANEL MOUNTED SOCKET, STRAIGHT, 63A 3P+N+E 200-250V 50-60HZ 9H IP67 | 1 | 1.169 | 200.2764
| P456338 | CEE PANEL MOUNTED SOCKET, STRAIGHT, 63A 3P+N+E 380-415V 50-60HZ 6H IP67 | 1 | 1.169 | 155.4764
| P456344 | CEE PANEL MOUNTED SOCKET, STRAIGHT, 63A 3P+N+E 440-460V 60HZ 11H IP67 | 1 | 1.164 | 200.2764
| P456350 | CEE PANEL MOUNTED SOCKET, STRAIGHT, 63A 3P+N+E 480-500V 50-60HZ 7H IP67 | 1 | 0.968 | 192.3855
| P459311 | CEE PANEL MOUNTED SOCKET, STRAIGHT, 125A 3P+N+E 100-130V 50-60HZ 4H IP67 | 1 | 1.815 | 312.2764
| P459322 | CEE PANEL MOUNTED SOCKET, STRAIGHT, 125A 3P+N+E 200-250V 50-60HZ 9H 67 | 1 | 1.813 | 312.2764
| P459344 | CEE PANEL MOUNTED SOCKET, STRAIGHT, 125A 3P+N+E 440-460V 60HZ 11H IP67 | 1 | 1.829 | 312.2764
| P459538 | CEE PANEL MOUNTED SOCKET, STRAIGHT, 125A 3P+N+E 380-415V 50-60HZ 6H IP67 | 1 | 1.754 | 241.1309
| P459550 | CEE PANEL MOUNTED SOCKET, STRAIGHT, 125A 3P+N+E 480-500V 50-60HZ 7H | 1 | 1.802 | 301.7382
| P460126 | ALUPRES SWITCHED SOCKET IN ALUMINIUM ALLOY WITH MECHANICAL INTERLOCK 16A 2P+E 200-250V 50-60HZ 6H IP67 | 1 | 1.5 | 305.6836
| P460136 | ALUPRES SWITCHED SOCKET IN ALUMINIUM ALLOY WITH MECHANICAL INTERLOCK 16A 3P+E 380-415V 50-60HZ 6H IP67 | 1 | 1.8 | 325.4618
| P460146 | ALUPRES SWITCHED SOCKET IN ALUMINIUM ALLOY WITH MECHANICAL INTERLOCK 16A 3P+N+E 380-415V 6H 50-60HZ IP67 | 1 | 1.8 | 364.9927
| P460224 | ALUPRES SWITCHED SOCKET IN ALUMINIUM ALLOY WITH MECHANICAL INTERLOCK 2P+E 32A 100 - 130V 50-60HZ 4H IP66/67/69 | 1 | 2.7 | 562.6473
| P460226 | ALUPRES SWITCHED SOCKET IN ALUMINIUM ALLOY WITH MECHANICAL INTERLOCK 2P+E 32A 200 - 250V 50-60HZ 6H IP66/67/69 | 1 | 2.692 | 442.7309
| P460226EX | ALUPRES-EX SWITCHED SOCKET IN ALUMINIUM ALLOY WITH MECHANICAL INTERLOCK 32A 2P+E 230V IP66 2D 3G | 1 | 2.829 | 571.8618
| P460229 | ALUPRES SWITCHED SOCKET IN ALUMINIUM ALLOY WITH MECHANICAL INTERLOCK 2P+E 32A 380-415V 50-60HZ 9H IP66/67/69 | 1 | 2.7 | 562.6473
| P460231 | ALUPRES SWITCHED SOCKET IN ALUMINIUM ALLOY WITH MECHANICAL INTERLOCK 3P+E 32A 440 - 460V 60HZ 11H IP66/67/69 | 1 | 2.7 | 615.3382
| P460233 | ALUPRES SWITCHED SOCKET IN ALUMINIUM ALLOY WITH MECHANICAL INTERLOCK 3P+E 32A 380V 50HZ - 440V 60HZ 3H IP66/67/69 | 1 | 2.745 | 614.0145
| P460234 | ALUPRES SWITCHED SOCKET IN ALUMINIUM ALLOY WITH MECHANICAL INTERLOCK 3P+E 32A 100 - 130V 50-60HZ 4H IP66/67/69 | 1 | 2.7 | 596.9091
| P460236 | ALUPRES SWITCHED SOCKET IN ALUMINIUM ALLOY WITH MECHANICAL INTERLOCK 3P+E 32A 380-415V 50-60HZ 6H IP66/67/69 | 1 | 2.679 | 490.1782
| P460236EX | ATEX WALL-MOUNTING INTERLOCKED SOCKET-OUTLET IN MODULAR ENCLOSURE ALUMINIUM 32A 400V 3P+E 6H IP66 | 1 | 2.837 | 648.2764
| P460237 | ALUPRES SWITCHED SOCKET IN ALUMINIUM ALLOY WITH MECHANICAL INTERLOCK 3P+E 32A 480 - 500V 50-60HZ 7H IP66/67/69 | 1 | 2.7 | 544.1927
| P460239 | ALUPRES SWITCHED SOCKET IN ALUMINIUM ALLOY WITH MECHANICAL INTERLOCK 3P+E 32A 200 - 250V 50-60HZ 9H IP66/67/69 | 1 | 2.7 | 544.1927
| P460241 | ALUPRES SWITCHED SOCKET IN ALUMINIUM ALLOY WITH MECHANICAL INTERLOCK 3P+N+E 32A 440 - 460V 60HZ 11H IP66/67/69 | 1 | 2.7 | 678.5927
| P460244 | ALUPRES SWITCHED SOCKET IN ALUMINIUM ALLOY WITH MECHANICAL INTERLOCK 3P+N+E 32A 100 - 130V 50-60HZ 4H IP66/67/69 | 1 | 2.7 | 669.3782
| P460246 | ALUPRES SWITCHED SOCKET IN ALUMINIUM ALLOY WITH MECHANICAL INTERLOCK 3P+N+E 32A 380-415V 50-60HZ 6H IP66/67/69 | 1 | 2.843 | 531.0073
| P460247 | ALUPRES SWITCHED SOCKET IN ALUMINIUM ALLOY WITH MECHANICAL INTERLOCK 3P+N+E 32A 480 - 500V 50-60HZ 7H IP66/67/69 | 1 | 2.7 | 669.3782
| P460249 | ALUPRES SWITCHED SOCKET IN ALUMINIUM ALLOY WITH MECHANICAL INTERLOCK 3P+N+E 32A 200 - 250V 50-60HZ 9H IP66/67/69 | 1 | 2.7 | 669.3782
| P460324 | ALUPRES SWITCHED SOCKET IN ALUMINIUM ALLOY WITH MECHANICAL INTERLOCK 2P+E 63A 100 - 130V 50-60HZ 4H IP66/67/69 | 1 | 4.1 | 831.4473
| P460326 | ALUPRES SWITCHED SOCKET IN ALUMINIUM ALLOY WITH MECHANICAL INTERLOCK 2P+E 63A 200-250V~ 50-60HZ 6H IP66/67/69 | 1 | 4.1 | 715.4764
| P460326EX | ALUPRES-EX SWITCHED SOCKET IN ALUMINIUM ALLOY WITH MECHANICAL INTERLOCK 63A 2P+E IP66 2D 3G | 1 | 4.5 | 786.6473
| P460329 | ALUPRES SWITCHED SOCKET IN ALUMINIUM ALLOY WITH MECHANICAL INTERLOCK 2P+E 63A 380-415V 50-60HZ 9H IP66/67/69 | 1 | 4.1 | 798.5091
| P460331 | ALUPRES SWITCHED SOCKET IN ALUMINIUM ALLOY WITH MECHANICAL INTERLOCK 3P+E 63A 440 - 460V 60HZ 11H IP66/67/69 | 1 | 4.1 | 840.6618
| P460333 | ALUPRES SWITCHED SOCKET IN ALUMINIUM ALLOY WITH MECHANICAL INTERLOCK 2P+E 63A >50/250VDC 3H IP66/67/69 | 1 | 4.1 | 840.6618
| P460334 | ALUPRES SWITCHED SOCKET IN ALUMINIUM ALLOY WITH MECHANICAL INTERLOCK 3P+E 63A 100 - 130V 50-60HZ 4H IP66/67/69 | 1 | 4.1 | 935.5309
| P460336 | ALUPRES SWITCHED SOCKET IN ALUMINIUM ALLOY WITH MECHANICAL INTERLOCK 3P+E 63A 380-415V 50-60HZ 6H IP66/67/69 | 1 | 4.36 | 715.4764
| P460336EX | ALUPRES-EX SWITCHED SOCKET IN ALUMINIUM ALLOY WITH MECHANICAL INTERLOCK 63A 3P+E 380-400V 50-60HZ 6H 2D 3G | 1 | 4.725 | 932.9091
| P460337 | ALUPRES SWITCHED SOCKET IN ALUMINIUM ALLOY WITH MECHANICAL INTERLOCK 3P+E 63A 480 - 500V 50-60HZ 7H IP66/67/69 | 1 | 4.1 | 841.9855
| P460337EX | ALUPRES-EX SWITCHED SOCKET IN ALUMINIUM ALLOY WITH MECHANICAL INTERLOCK 63A 3P+E 7H IP66 2D 3G | 1 | 4.725 | 1080.4691
| P460339 | ALUPRES SWITCHED SOCKET IN ALUMINIUM ALLOY WITH MECHANICAL INTERLOCK 3P+E 63A 200 - 250V 50-60HZ 9H IP66/67/69 | 1 | 4.1 | 794.5382
| P460341 | ALUPRES SWITCHED SOCKET IN ALUMINIUM ALLOY WITH MECHANICAL INTERLOCK 3P+N+E 63A 440 - 460V 60HZ 11H IP66/67/69 | 1 | 4.1 | 1055.4473
| P460344 | ALUPRES SWITCHED SOCKET IN ALUMINIUM ALLOY WITH MECHANICAL INTERLOCK 3P+N+E 63A 100 - 130V 50-60HZ 4H IP66/67/69 | 1 | 4.1 | 1005.3782
| P460346 | ALUPRES SWITCHED SOCKET IN ALUMINIUM ALLOY WITH MECHANICAL INTERLOCK 3P+N+E 63A 200/346-240/415V~ 50-60HZ 6H IP66/67/69 | 1 | 4.212 | 811.6691
| P460346EX | ALUPRES-EX SWITCHED SOCKET IN ALUMINIUM ALLOY WITH MECHANICAL INTERLOCK 63A 3P+N+E 380-400V 50-60HZ 6H 2D 3G | 1 | 4.8 | 1125.2691
| P460347 | ALUPRES SWITCHED SOCKET IN ALUMINIUM ALLOY WITH MECHANICAL INTERLOCK 3P+N+E 63A 480 - 500V 50-60HZ 7H IP66/67/69 | 1 | 4.1 | 827.4764
| P460349 | ALUPRES SWITCHED SOCKET IN ALUMINIUM ALLOY WITH MECHANICAL INTERLOCK 3P+N+E 63A 200 - 250V 50-60HZ 9H IP66/67/69 | 1 | 4.1 | 1005.3782
| P460431 | ALUPRES SWITCHED SOCKET IN ALUMINIUM ALLOY WITH MECHANICAL INTERLOCK 3P+E 125A 440 - 460V 60HZ 11H IP66/67/69 | 1 | 10 | 2014.7018
| P460434 | ALUPRES SWITCHED SOCKET IN ALUMINIUM ALLOY WITH MECHANICAL INTERLOCK 3P+E 125A 100 - 130V 50-60HZ 4H IP66/67/69 | 1 | 10 | 2014.7018
| P460436 | ALUPRES SWITCHED SOCKET IN ALUMINIUM ALLOY WITH MECHANICAL INTERLOCK 125A 3P+E 380-415V~ 6H IP66/67/69 | 1 | 10 | 1529.7927
| P460437 | ALUPRES SWITCHED SOCKET IN ALUMINIUM ALLOY WITH MECHANICAL INTERLOCK 3P+E 125A 480 - 500V 50-60HZ 7H IP66/67/69 | 1 | 10 | 1811.7782
| P460439 | ALUPRES SWITCHED SOCKET IN ALUMINIUM ALLOY WITH MECHANICAL INTERLOCK 3P+E 125A 200 - 250V 50-60HZ 9H IP66/67/69 | 1 | 10 | 1752.4691
| P460441 | ALUPRES SWITCHED SOCKET IN ALUMINIUM ALLOY WITH MECHANICAL INTERLOCK 3P+N+E 125A 440-460V 60HZ 11H IP66/67/69 | 1 | 10 | 2229.4618
| P460444 | ALUPRES SWITCHED SOCKET IN ALUMINIUM ALLOY WITH MECHANICAL INTERLOCK 3P+N+E 125A 100 - 130V 50-60HZ 4H IP66/67/69 | 1 | 10 | 2229.4618
| P460446 | ALUPRES SWITCHED SOCKET IN ALUMINIUM ALLOY WITH MECHANICAL INTERLOCK 3P+N+E 125A 200/346-240/415V~ IP66/67/69 | 1 | 10 | 1670.7855
| P460447 | ALUPRES SWITCHED SOCKET IN ALUMINIUM ALLOY WITH MECHANICAL INTERLOCK 3P+N+E 125A 480 - 500V 50-60HZ 7H IP66/67/69 | 1 | 10 | 1769.6
| P460449 | ALUPRES SWITCHED SOCKET IN ALUMINIUM ALLOY WITH MECHANICAL INTERLOCK 3P+N+E 125A 200 - 250V 50-60HZ 9H IP66/67/69 | 1 | 10 | 2147.7782
| P461121 | NAVE WATERTIGHT SOCKET-OUTLET TYPE UNAV 1435 IN BRASS ENCLOSURE WITH CABLE GLAND 24X14 UNAV 1948 M24X1,5 10A 24V 2P+E IP56 | 1 | 0.93 | 254.3164
| P461124EX | TAIS-EX INTERLOCKED SOCKET ATEX 2P+E 16A 110V 4H IP66/67 CAT. 2D 3G | 1 | 2.5 | 498.0691
04-37-461126 | P461126EX | TAIS-EX INTERLOCKED SOCKET ATEX 2P+E 16A 230V 6H IP66/67 CAT. 2D 3G | 1 | 2.5 | 416.3855
| P461129EX | TAIS-EX INTERLOCKED SOCKET ATEX 2P+E 16A 400V 9H IP66/67 CAT. 2D 3G | 1 | 2.5 | 498.0691
| P461131 | NAVE WATERTIGHT SOCKET-OUTLET TYPE UNAV 1435 IN BRASS ENCLOSURE WITH CABLE GLAND 24X14 UNAV 1948 M24X1,5 10A 230V 2P+E IP56 | 1 | 0.93 | 246.4
| P461134EX | TAIS-EX INTERLOCKED SOCKET ATEX 3P+E 16A 110V 4H IP66/67 CAT. 2D 3G | 1 | 2.5 | 540.2473
04-37-461136 | P461136EX | TAIS-EX INTERLOCKED SOCKET ATEX 3P+E 16A 400V 6H IP66/67 CAT. 2D 3G | 1 | 2.5 | 461.1855
| P461137EX | TAIS-EX INTERLOCKED SOCKET ATEX 3P+E 16A 500V 7H IP66/67 CAT. 2D 3G | 1 | 2.5 | 540.2473
| P461139EX | TAIS-EX INTERLOCKED SOCKET ATEX 3P+E 16A 230V 9H IP66/67 CAT. 2D 3G | 1 | 2.5 | 540.2473
| P461144EX | TAIS-EX INTERLOCKED SOCKET ATEX 3P+N+E 16A 110V 4H IP66/67 CAT. 2D 3G | 1 | 2.5 | 583.7236
04-37-461146 | P461146EX | TAIS-EX INTERLOCKED SOCKET ATEX 3P+N+E 16A 400V 6H IP66/67 CAT. 2D 3G | 1 | 2.5 | 498.0691
| P461147EX | TAIS-EX INTERLOCKED SOCKET ATEX 3P+N+E 16A 500V 7H IP66/67 CAT. 2D 3G | 1 | 2.5 | 583.7236
| P461149EX | TAIS-EX INTERLOCKED SOCKET ATEX 3P+N+E 16A 230V 9H IP66/67 CAT. 2D 3G | 1 | 2.5 | 583.7236
| P461151 | NAVE WATERTIGHT SOCKET-OUTLET TYPE UNAV 1435 IN BRASS ENCLOSURE WITH CABLE GLAND 24X14 UNAV 1948 M24X1,5 10A 127V 2P+E IP56 | 1 | 0.93 | 254.3164
| P461224EX | TAIS-EX INTERLOCKED SOCKET ATEX 2P+E 32A 110V 4H IP66/67 CAT. 2D 3G | 1 | 2.8 | 703.64
| P461226EX | TAIS-EX INTERLOCKED SOCKET ATEX 2P+E 32A 230V 6H IP66/67 CAT. 2D 3G | 1 | 2.8 | 612.7164
| P461229EX | TAIS-EX INTERLOCKED SOCKET ATEX 2P+E 32A 400V 9H IP66/67 CAT. 2D 3G | 1 | 2.8 | 703.64
| P461234EX | TAIS-EX INTERLOCKED SOCKET ATEX 3P+E 32A 110V 4H IP66/67 CAT. 2D 3G | 1 | 2.8 | 799.8073
| P461236EX | TAIS-EX INTERLOCKED SOCKET ATEX 3P+E 32A 400V 6H IP66/67 CAT. 2D 3G | 1 | 2.8 | 681.24
| P461237EX | TAIS-EX INTERLOCKED SOCKET ATEX 3P+E 32A 500V 7H IP66/67 CAT. 2D 3G | 1 | 2.8 | 799.8073
| P461239EX | TAIS-EX INTERLOCKED SOCKET ATEX 3P+E 32A 230V 9H IP66/67 CAT. 2D 3G | 1 | 2.8 | 799.8073
| P461244EX | TAIS-EX INTERLOCKED SOCKET ATEX 3P+N+E 32A 110V 4H IP66/67 CAT. 2D 3G | 1 | 2.8 | 845.9309
04-37-461246 | P461246EX | TAIS-EX INTERLOCKED SOCKET ATEX 3P+N+E 32A 400V 6H IP66/67 CAT. 2D 3G | 1 | 2.8 | 715.4764
| P461247EX | TAIS-EX INTERLOCKED SOCKET ATEX 3P+N+E 32A 500V 7H IP66/67 CAT. 2D 3G | 1 | 2.8 | 845.9309
| P461249EX | TAIS-EX INTERLOCKED SOCKET ATEX 3P+N+E 32A 220V 9H IP66/67 CAT. 2D 3G | 1 | 2.8 | 845.9309
| P461324EX | TAIS-EX INTERLOCKED SOCKET ATEX 2P+E 63A 110V 4H IP66/67 CAT. 2D 3G | 1 | 4.2 | 915.7782
| P461326EX | TAIS-EX INTERLOCKED SOCKET ATEX 2P+E 63A 230V 6H IP66/67 CAT. 2D 3G | 1 | 4.2 | 799.8073
| P461329EX | TAIS-EX INTERLOCKED SOCKET ATEX 2P+E 63A 400V 9H IP66/67 CAT. 2D 3G | 1 | 4.2 | 915.7782
| P461334EX | TAIS-EX INTERLOCKED SOCKET ATEX 3P+E 63A 110V 4H IP66/67 CAT. 2D 3G | 1 | 4.2 | 1087.0618
| P461336EX | TAIS-EX INTERLOCKED SOCKET ATEX 3P+E 63A 400V 6H IP66/67 CAT. 2D 3G | 1 | 4.2 | 936.8545
| P461337EX | TAIS-EX INTERLOCKED SOCKET ATEX 3P+E 63A 500V 7H IP66/67 CAT. 2D 3G | 1 | 4.2 | 1087.0618
| P461339EX | TAIS-EX INTERLOCKED SOCKET ATEX 3P+E 63A 230V 9H IP66/67 CAT. 2D 3G | 1 | 4.2 | 1087.0618
| P461344EX | TAIS-EX INTERLOCKED SOCKET ATEX 3P+N+E 63A 110V 4H IP66/67 CAT. 2D 3G | 1 | 4.2 | 1214.8691
04-37-461346 | P461346EX | TAIS-EX INTERLOCKED SOCKET ATEX 3P+N+E 63A 400V 6H IP66/67 CAT. 2D 3G | 1 | 4.2 | 1042.2618
| P461347EX | TAIS-EX INTERLOCKED SOCKET ATEX 3P+N+E 63A 500V 7H IP66/67 CAT. 2D 3G | 1 | 4.2 | 1214.8691
| P461349EX | TAIS-EX INTERLOCKED SOCKET ATEX 3P+N+E 63A 230V 9H IP66/67 CAT. 2D 3G | 1 | 4.2 | 1214.8691
| P462124EX | TAIS-EX INTERLOCKED SOCKET WITH FUSES 2P+E 16A 110V 4H IP66/67 CAT. 2D 3G | 1 | 3 | 548.1382
| P462126EX | TAIS-EX INTERLOCKED SOCKET WITH FUSES 2P+E 16A 230V 6H IP66/67 CAT. 2D 3G | 1 | 3 | 434.8145
| P462129EX | TAIS-EX INTERLOCKED SOCKET WITH FUSES 2P+E 16A 400V 9H IP66/67 CAT. 2D 3G | 1 | 3 | 486.2073
| P462131 | NAVE SOCKET UNAV 1436-BRASS ENCL.-10A 230V 2P+E IP56 | 1 | 1.605 | 496.7455
| P462134EX | TAIS-EX INTERLOCKED SOCKET WITH FUSES 3P+E 16A 110V 4H IP66/67 CAT. 2D 3G | 1 | 3 | 557.3782
| P462136EX | TAIS-EX INTERLOCKED SOCKET WITH FUSES 3P+E 16A 400V 6H IP66/67 CAT. 2D 3G | 1 | 3 | 473.0473
| P462137EX | TAIS-EX INTERLOCKED SOCKET WITH FUSES 3P+E 16A 500V 7H IP66/67 CAT. 2D 3G | 1 | 3 | 544.1927
| P462139EX | TAIS-EX INTERLOCKED SOCKET WITH FUSES 3P+E 16A 230V 9H IP66/67 CAT. 2D 3G | 1 | 3 | 544.1927
| P462144EX | TAIS-EX INTERLOCKED SOCKET WITH FUSES 3P+N+E 16A 110V 4H IP66/67 CAT. 2D 3G | 1 | 3 | 656.1927
| P462146EX | TAIS-EX INTERLOCKED SOCKET WITH FUSES 3P+N+E 16A 400V 6H IP66/67 CAT. 2D 3G | 1 | 3 | 520.4691
| P462147EX | TAIS-EX INTERLOCKED SOCKET WITH FUSES 3P+N+E 16A 500V 7H IP66/67 CAT. 2D 3G | 1 | 3 | 656.1927
| P462149EX | TAIS-EX INTERLOCKED SOCKET WITH FUSES 3P+N+E 16A 230V 9H IP66/67 CAT. 2D 3G | 1 | 3 | 656.1927
| P462151 | NAVE SOCKET UNAV 1436-BRASS ENCL.-10A 127V 2P+E IP56 | 1 | 1.56 | 499.3927
| P462224EX | TAIS-EX INTERLOCKED SOCKET WITH FUSES 2P+E 32A 110V 4H IP66/67 CAT. 2D 3G | 1 | 3.5 | 707.5855
| P462226EX | TAIS-EX INTERLOCKED SOCKET WITH FUSES 2P+E 32A 230V 6H IP66/67 CAT. 2D 3G | 1 | 3.5 | 619.3091
| P462229EX | TAIS-EX INTERLOCKED SOCKET WITH FUSES 2P+E 32A 400V 9H IP66/67 CAT. 2D 3G | 1 | 3.5 | 673.3236
| P462234EX | TAIS-EX INTERLOCKED SOCKET WITH FUSES 3P+E 32A 110V 4H IP66/67 CAT. 2D 3G | 1 | 3.5 | 755.0073
| P462236EX | TAIS-EX INTERLOCKED SOCKET WITH FUSES 3P+E 32A 400V 6H IP66/67 CAT. 2D 3G | 1 | 3.5 | 662.7855
| P462237EX | TAIS-EX INTERLOCKED SOCKET WITH FUSES 3P+E 32A 500V 7H IP66/67 CAT. 2D 3G | 1 | 3.5 | 755.0073
| P462239EX | TAIS-EX INTERLOCKED SOCKET WITH FUSES 3P+E 32A 230V 9H IP66/67 CAT. 2D 3G | 1 | 3.5 | 755.0073
| P462244EX | TAIS-EX INTERLOCKED SOCKET WITH FUSES 3P+N+E 32A 110V 4H IP66/67 CAT. 2D 3G | 1 | 3.5 | 885.4618
| P462246EX | TAIS-EX INTERLOCKED SOCKET WITH FUSES 3P+N+E 32A 400V 6H IP66/67 CAT. 2D 3G | 1 | 3.5 | 719.4473
| P462247EX | TAIS-EX INTERLOCKED SOCKET WITH FUSES 3P+N+E 32A 500V 7H IP66/67 CAT. 2D 3G | 1 | 3.5 | 849.8764
| P462249EX | TAIS-EX INTERLOCKED SOCKET WITH FUSES 3P+N+E 32A 230V 9H IP66/67 CAT. 2D 3G | 1 | 3.5 | 845.9309
| P462324EX | TAIS-EX INTERLOCKED SOCKET WITH FUSES 2P+E 50A 110V 4H IP66/67 CAT. 2D 3G | 1 | 4.8 | 1034.3709
| P462326EX | TAIS-EX INTERLOCKED SOCKET WITH FUSES 2P+E 50A 230V 6H IP66/67 CAT. 2D 3G | 1 | 4.8 | 936.8545
| P462329EX | TAIS-EX INTERLOCKED SOCKET WITH FUSES 2P+E 50A 400V 9H IP66/67 CAT. 2D 3G | 1 | 4.8 | 936.8545
| P462334EX | TAIS-EX INTERLOCKED SOCKET WITH FUSES 3P+E 50A 110V 4H IP66/67 CAT. 2D 3G | 1 | 4.8 | 1112.1091
| P462336EX | TAIS-EX INTERLOCKED SOCKET WITH FUSES 3P+E 50A 400V 6H IP66/67 CAT. 2D 3G | 1 | 4.8 | 960.5782
| P462337EX | TAIS-EX INTERLOCKED SOCKET WITH FUSES 3P+E 50A 500V 7H IP66/67 CAT. 2D 3G | 1 | 4.8 | 1013.2691
| P462339EX | TAIS-EX INTERLOCKED SOCKET WITH FUSES 3P+E 50A 230V 9H IP66/67 CAT. 2D 3G | 1 | 4.8 | 1013.2691
| P462344EX | TAIS-EX INTERLOCKED SOCKET WITH FUSES 3P+N+E 50A 110V 4H IP66/67 CAT. 2D 3G | 1 | 4.8 | 1184.5782
| P462346EX | TAIS-EX INTERLOCKED SOCKET WITH FUSES 3P+N+E 50A 400V 6H IP66/67 CAT. 2D 3G | 1 | 4.8 | 1051.4764
| P462347EX | TAIS-EX INTERLOCKED SOCKET WITH FUSES 3P+N+E 50A 500V 7H IP66/67 CAT. 2D 3G | 1 | 4.8 | 1047.5309
| P462349EX | TAIS-EX INTERLOCKED SOCKET WITH FUSES 3P+N+E 50A 230V 9H IP66/67 CAT. 2D 3G | 1 | 4.8 | 1184.5782
| P463124EX | ATEX WALL-MOUNTING INTERLOCKED SOCKET-OUTLET WITH FUSE-HOLDER BASE IN MODULAR THERMOSETTING ENCLOSURE 16A 220V 2P+E 6H IP66 2D3G | 1 | 3.162 | 492.8
04-37-463126Ε | P463126EX | ATEX WALL-MOUNTING INTERLOCKED SOCKET-OUTLET WITH FUSE-HOLDER BASE IN MODULAR THERMOSETTING ENCLOSURE 16A 220V 2P+E 6H IP66 2D3G | 1 | 3.187 | 400.5782
| P463129EX | ATEX WALL-MOUNTING INTERLOCKED SOCKET-OUTLET WITH FUSE-HOLDER BASE IN MODULAR THERMOSETTING ENCLOSURE 16A 220V 2P+E 6H IP66 2D3G | 1 | 3.176 | 438.7855
| P463134EX | ATEX WALL-MOUNTING INTERLOCKED SOCKET-OUTLET WITH FUSE-HOLDER BASE IN MODULAR THERMOSETTING ENCLOSURE 16A 220V 2P+E 6H IP66 2D3G | 1 | 1.585 | 502.0145
04-37-46313 6 | P463136EX | ATEX WALL-MOUNTING INTERLOCKED SOCKET-OUTLET WITH FUSE-HOLDER BASE IN MODULAR THERMOSETTING ENCLOSURE 16A 400V 3P+E 6H IP66 2D3G | 1 | 3.322 | 434.8145
| P463137EX | ATEX WALL-MOUNTING INTERLOCKED SOCKET-OUTLET WITH FUSE-HOLDER BASE IN MODULAR THERMOSETTING ENCLOSURE 16A 220V 2P+E 6H IP66 2D3G | 1 | 1.585 | 490.1782
| P463139EX | ATEX WALL-MOUNTING INTERLOCKED SOCKET-OUTLET WITH FUSE-HOLDER BASE IN MODULAR THERMOSETTING ENCLOSURE 16A 220V 2P+E 6H IP66 2D3G | 1 | 3.243 | 490.1782
| P463144EX | ATEX WALL-MOUNTING INTERLOCKED SOCKET-OUTLET WITH FUSE-HOLDER BASE IN MODULAR THERMOSETTING ENCLOSURE 16A 220V 2P+E 6H IP66 2D3G | 1 | 1.585 | 588.9927
04-37-463146Ε | P463146EX | ATEX WALL-MOUNTING INTERLOCKED SOCKET-OUTLET WITH FUSE-HOLDER BASE IN MODULAR THERMOSETTING ENCLOSURE 3P+N+E 16A 400V 6H IP66 FOR ATEX ZONE 2D 3G | 1 | 3.378 | 476.9927
| P463147EX | ATEX WALL-MOUNTING INTERLOCKED SOCKET-OUTLET WITH FUSE-HOLDER BASE IN MODULAR THERMOSETTING ENCLOSURE 16A 220V 2P+E 6H IP66 2D3G | 1 | 3.321 | 588.9927
| P463149EX | ATEX WALL-MOUNTING INTERLOCKED SOCKET-OUTLET WITH FUSE-HOLDER BASE IN MODULAR THERMOSETTING ENCLOSURE 16A 220V 2P+E 6H IP66 2D3G | 1 | 1.585 | 588.9927
| P463324EX | TAIS-EX 2P+T 40A 110V 4H IP66 ZONE ATEX 3G 2D | 1 | 3.805 | 930.2618
| P463326EX | TAIS-EX 2P+T 40A 230V 6H IP66 ZONE ATEX 2D3G | 1 | 4.784 | 845.9309
| P463329EX | TAIS-EX 2P+T 40A 400V 9H IP66 ZONE ATEX 2D3G | 1 | 3.805 | 845.9309
| P463334EX | TAIS-EX 3P+T 40A 110V 4H IP66 ZONE ATEX 2D3G | 1 | 3.805 | 1001.4073
04-37-463336Ε | P463336EX | ATEX WALL-MOUNTING INTERLOCKED SOCKET-OUTLET WITH FUSE-HOLDER BASE IN MODULAR THERMOSETTING ENCLOSURE 16A 220V 2P+E 6H IP66 2D3G | 1 | 4.696 | 872.2764
| P463337EX | ATEX WALL-MOUNTING INTERLOCKED SOCKET-OUTLET WITH FUSE-HOLDER BASE IN MODULAR THERMOSETTING ENCLOSURE 16A 220V 2P+E 6H IP66 2D3G | 1 | 1.585 | 918.4
| P463339EX | ATEX WALL-MOUNTING INTERLOCKED SOCKET-OUTLET WITH FUSE-HOLDER BASE IN MODULAR THERMOSETTING ENCLOSURE 16A 220V 2P+E 6H IP66 2D3G | 1 | 1.585 | 898.6473
| P463344EX | TAIS-EX 3P+N+T 40A 110V 4H IP66 ZONE ATEX 2D3G | 1 | 3.805 | 1063.3382
04-37-463346Ε | P463346EX | ATEX WALL-MOUNTING INTERLOCKED SOCKET-OUTLET WITH FUSE-HOLDER BASE IN MODULAR THERMOSETTING ENCLOSURE 16A 220V 2P+E 6H IP66 2D3G | 1 | 5.335 | 957.9309
| P463347EX | TAIS-EX 3P+N+T 40A 500V 7H IP66 ZONE ATEX 2D3G | 1 | 3.805 | 944.7709
| P463349EX | TAIS-EX 3P+N+T 40A 230V 9H IP66 ZONE ATEX 2D3G | 1 | 3.805 | 1063.3382
| P464210EX | WALL MOUNTING SOCKET-OUTLETS WITH MCB INTERLOCK,ATEX SIGNAL LAMP, 2P+E 16A 110V 4H 2D3G | 1 | 3.378 | 832.7455
| P464220EX | WALL MOUNTING SOCKET-OUTLETS WITH MCB INTERLOCK,ATEX SIGNAL LAMP, 2P+E 16A 220V 6H 2D3G | 1 | 3.389 | 715.4764
| P464230EX | WALL MOUNTING SOCKET-OUTLETS WITH MCB INTERLOCK,ATEX SIGNAL LAMP,2P+E 380V16A 9H 2D3G | 1 | 3.38 | 786.6473
| P464310EX | WALL MOUNTING SOCKET-OUTLETS WITH MCB INTERLOCK,ATEX SIGNAL LAMP,3P+E 16A 110V 4H 2D3G | 1 | 3.5 | 1274.1782
| P464320EX | WALL MOUNTING SOCKET-OUTLETS WITH MCB INTERLOCK,ATEX SIGNAL LAMP,3P+E 16A220V 9H 2D3G | 1 | 3.508 | 979.0073
| P464330EX | WALL MOUNTING SOCKET-OUTLETS WITH MCB INTERLOCK,ATEX SIGNAL LAMP3P+E 16A 380V 6H 2D3G | 1 | 3.519 | 827.4764
| P464336EX | ATEX WALL-MOUNTING INTERLOCKED SOCKET-OUTLET WITH FUSE-HOLDER BASE IN MODULAR THERMOSETTING ENCLOSURE 16A 220V 2P+E 6H IP66 2D3G | 1 | 1.585 | 1295.2545
| P464339EX | ATEX WALL-MOUNTING INTERLOCKED SOCKET-OUTLET WITH FUSE-HOLDER BASE IN MODULAR THERMOSETTING ENCLOSURE 16A 220V 2P+E 6H IP66 2D3G | 1 | 1.585 | 1499.5018
| P464346EX | ATEX WALL-MOUNTING INTERLOCKED SOCKET-OUTLET WITH FUSE-HOLDER BASE IN MODULAR THERMOSETTING ENCLOSURE 16A 220V 2P+E 6H IP66 2D3G | 1 | 1.585 | 1507.3927
| P464410EX | WALL MOUNTING SOCKET-OUTLETS WITH MCB INTERLOCK,ATEX SIGNAL LAMP,3P+N+E 16A 110V 4H 2D3G | 1 | 3.65 | 1114.7309
| P464420EX | WALL MOUNTING SOCKET-OUTLETS WITH MCB INTERLOCK,ATEX SIGNAL LAMP,3P+N+E 16A 220V 9H 2D3G | 1 | 3.65 | 1114.7309
| P464430EX | WALL MOUNTING SOCKET-OUTLETS WITH MCB INTERLOCK,ATEX SIGNAL LAMP,3P+N+E 16A 380V 6H 2D3G | 1 | 3.646 | 906.5382
| P464621EX | WALL MOUNTING SOCKET-OUTLETS WITH MCB INTERLOCK,ATEX SIGNAL LAMP, 2P+E 32A 220V 6H 2D3G | 1 | 3.528 | 971.1164
| P464711EX | WALL MOUNTING SOCKET-OUTLETS WITH MCB INTERLOCK,ATEX SIGNAL LAMP,3P+E 32A 110V 4H 2D3G | 1 | 3.77 | 876.2473
| P464721EX | WALL MOUNTING SOCKET-OUTLETS WITH MCB INTERLOCK,ATEX SIGNAL LAMP,3P+E 32A 220V 9H 2D3G | 1 | 3.589 | 1158.2073
| P464722EX | WALL MOUNTING SOCKET-OUTLETS WITH MCB INTERLOCK,ATEX SIGNAL LAMP,3P+E 63A 220V 9H 2D3G | 1 | 4.825 | 1544.3018
| P464731EX | WALL MOUNTING SOCKET-OUTLETS WITH MCB INTERLOCK,ATEX SIGNAL LAMP,3P+E 32A 380V 6H 2D3G | 1 | 3.676 | 992.1927
| P464732EX | WALL MOUNTING SOCKET-OUTLETS WITH MCB INTERLOCK,ATEX SIGNAL LAMP,3P+E 63A 380V 6H2D | 1 | 4.68 | 1326.8691
| P464811EX | WALL MOUNTING SOCKET-OUTLETS WITH MCBL INTERLOCK,ATEX SIGNAL LAMP 3P+N+E 32A 110V 4H 2D3G | 1 | 3.86 | 1351.9164
| P464831EX | WALL MOUNTING SOCKET-OUTLETS WITH MCB INTERLOCK,ATEX SIGNAL LAMP3P+N+E 32A 380V 6H 2D3G | 1 | 3.864 | 1087.0618
| P464832EX | WALL MOUNTING SOCKET-OUTLETS WITH MCB INTERLOCK,ATEX SIGNAL LAMP3P+N+E 63A 380V 6H 2D3G | 1 | 4.955 | 1546.9236
| P465124EX | ATEX WALL-MOUNTING INTERLOCKED SOCKET-OUTLET WITH FUSE-HOLDER BASE IN MODULAR ENCLOSURE IN ALUMINIUM 16A 110V 2P+E 4H IP66 2D3G | 1 | 1.63 | 571.8618
| P465126EX | ATEX WALL-MOUNTING INTERLOCKED SOCKET-OUTLET WITH FUSE-HOLDER BASE IN MODULAR ENCLOSURE IN ALUMINIUM 16A 230V 2P+E 6H IP66 | 1 | 2.962 | 473.0473
| P465129EX | ATEX WALL-MOUNTING INTERLOCKED SOCKET-OUTLET WITH FUSE-HOLDER BASE IN MODULAR ENCLOSURE IN ALUMINIUM 16A 110V 2P+E 4H IP66 2D3G | 1 | 1.63 | 582.4
| P465134EX | ATEX WALL-MOUNTING INTERLOCKED SOCKET-OUTLET WITH FUSE-HOLDER BASE IN MODULAR ENCLOSURE IN ALUMINIUM 16A 110V 2P+E 4H IP66 2D3G | 1 | 1.63 | 587.6691
| P465136EX | ATEX WALL-MOUNTING INTERLOCKED SOCKET-OUTLET WITH FUSE-HOLDER BASE IN MODULAR ENCLOSURE IN ALUMINIUM 16A 110V 2P+E 4H IP66 | 1 | 3.053 | 571.8618
| P465137EX | ATEX WALL-MOUNTING INTERLOCKED SOCKET-OUTLET WITH FUSE-HOLDER BASE IN MODULAR ENCLOSURE IN ALUMINIUM 16A 110V 2P+E 4H IP66 2D3G | 1 | 3.103 | 587.6691
| P465139EX | ATEX WALL-MOUNTING INTERLOCKED SOCKET-OUTLET WITH FUSE-HOLDER BASE IN MODULAR ENCLOSURE IN ALUMINIUM 16A 110V 2P+E 4H IP66 2D3G | 1 | 1.63 | 587.6691
| P465144EX | ATEX WALL-MOUNTING INTERLOCKED SOCKET-OUTLET WITH FUSE-HOLDER BASE IN MODULAR ENCLOSURE IN ALUMINIUM 16A 110V 2P+E 4H IP66 2D3G | 1 | 1.63 | 690.4545
| P465146EX | ATEX WALL-MOUNTING INTERLOCKED SOCKET-OUTLET WITH FUSE-HOLDER BASE IN MODULAR ENCLOSURE IN ALUMINIUM 16A 110V 2P+E 4H IP66 | 1 | 3.163 | 587.6691
| P465147EX | ATEX WALL-MOUNTING INTERLOCKED SOCKET-OUTLET WITH FUSE-HOLDER BASE IN MODULAR ENCLOSURE IN ALUMINIUM 16A 110V 2P+E 4H IP66 2D3G | 1 | 1.63 | 690.4545
| P465149EX | ATEX WALL-MOUNTING INTERLOCKED SOCKET-OUTLET WITH FUSE-HOLDER BASE IN MODULAR ENCLOSURE IN ALUMINIUM 16A 110V 2P+E 4H IP66 2D3G | 1 | 1.63 | 690.4545
| P465324EX | ALUPRES-EX SWITCHED SOCKET IN ALUMINIUM ALLOY WITH MECHANICAL INTERLOCK AND FUSE-HOLDER 40A 2P+E 100-130V 50-60HZ 4H 2D3G | 1 | 5 | 1114.7309
| P465326EX | ALUPRES-EX SWITCHED SOCKET IN ALUMINIUM ALLOY WITH MECHANICAL INTERLOCK AND FUSE-HOLDER 40A 2P+E 200-250V 50-60HZ 6H 2D3G | 1 | 5 | 960.5782
| P465329EX | ALUPRES-EX SWITCHED SOCKET IN ALUMINIUM ALLOY WITH MECHANICAL INTERLOCK AND FUSE-HOLDER 40A 2P+E 380-400V 50-60HZ 9H 2D3G | 1 | 5 | 1042.2618
| P465334EX | ALUPRES-EX SWITCHED SOCKET IN ALUMINIUM ALLOY WITH MECHANICAL INTERLOCK AND FUSE-HOLDER 40A 3P+E 100-130V 50-60HZ 4H 2D3G | 1 | 5.2 | 1196.44
| P465336EX | ALUPRES-EX SWITCHED SOCKET IN ALUMINIUM ALLOY WITH MECHANICAL INTERLOCK AND FUSE-HOLDER 40A 3P+E 380-400V 50-60HZ 6H 3G | 1 | 5.2 | 948.7164
| P465337EX | ALUPRES-EX SWITCHED SOCKET IN ALUMINIUM ALLOY WITH MECHANICAL INTERLOCK AND FUSE-HOLDER 40A 3P+E 480-500V 50-60HZ 7H 2D3G | 1 | 5.2 | 1120
| P465339EX | ALUPRES-EX SWITCHED SOCKET IN ALUMINIUM ALLOY WITH MECHANICAL INTERLOCK AND FUSE-HOLDER 40A 3P+E 200-250V 50-60HZ 9H 2D3G | 1 | 5.2 | 1043.5855
| P465344EX | ALUPRES-EX SWITCHED SOCKET IN ALUMINIUM ALLOY WITH MECHANICAL INTERLOCK AND FUSE-HOLDER 40A 3P+N+E 100-130V 50-60HZ 4H 2D3G | 1 | 5.2 | 1288.6618
| P465346EX | ALUPRES-EX SWITCHED SOCKET IN ALUMINIUM ALLOY WITH MECHANICAL INTERLOCK AND FUSE-HOLDER 40A 3P+N+E 380-400V 50-60HZ 6H 3G | 1 | 5.2 | 1098.9236
| P465347EX | ALUPRES-EX SWITCHED SOCKET IN ALUMINIUM ALLOY WITH MECHANICAL INTERLOCK AND FUSE-HOLDER 40A 3P+N+E 480-500V 50-60HZ 7H 2D3G | 1 | 5.2 | 1295.2545
| P465349EX | ALUPRES-EX SWITCHED SOCKET IN ALUMINIUM ALLOY WITH MECHANICAL INTERLOCK AND FUSE-HOLDER 40A 3P+N+E 200-250V 50-60HZ 9H 2D3G | 1 | 5.2 | 1288.6618
| P466123 | ALUPRES SWITCHED SOCKET IN ALUMINIUM ALLOY WITH MECHANICAL INTERLOCK 2P+E 16A 380V 50HZ - 440V 60HZ 3H IP66/67/69 | 1 | 2.555 | 438.7855
| P466124 | ALUPRES SWITCHED SOCKET IN ALUMINIUM ALLOY WITH MECHANICAL INTERLOCK 2P+E 16A 100 - 130V 50-60HZ 4H IP66/67/69 | 1 | 2.555 | 391.3382
| P466124EX | ALU-EX 2P+T 16A 110V IP66 ZONE ATEX 2D 3G | 1 | 2.35 | 524.4145
| P466126 | ALUPRES SWITCHED SOCKET IN ALUMINIUM ALLOY WITH MECHANICAL INTERLOCK 2P+E 16A 200-250V 50-60HZ 6H IP66/67/69 | 1 | 2.605 | 326.7855
| P466126EX | ATEX WALL-MOUNTING INTERLOCKED SOCKET-OUTLET IN MODULAR ENCLOSURE ALUMINIUM 16A 230V 2P+E 6H IP66 | 1 | 2.655 | 455.9164
| P466129 | ALUPRES SWITCHED SOCKET IN ALUMINIUM ALLOY WITH MECHANICAL INTERLOCK 2P+E 16A 380-415V 50-60HZ 9H IP66/67/69 | 1 | 2.555 | 382.1236
| P466131 | ALUPRES SWITCHED SOCKET IN ALUMINIUM ALLOY WITH MECHANICAL INTERLOCK 3P+E 16A 440 - 460V 60HZ 11H IP66/67/69 | 1 | 2.555 | 466.4545
| P466134 | ALUPRES SWITCHED SOCKET IN ALUMINIUM ALLOY WITH MECHANICAL INTERLOCK 3P+E 16A 100 - 130V 50-60HZ 4H IP66/67/69 | 1 | 2.555 | 450.6473
| P466136 | ALUPRES SWITCHED SOCKET IN ALUMINIUM ALLOY WITH MECHANICAL INTERLOCK 3P+E 16A 380-415V 50-60HZ 6H IP66/67/69 | 1 | 2.652 | 349.1855
| P466136EX | MODULAR INTERLOCKED SOCKET IN ALUMINIUM ALLOY FOR WALL MOUNTING 50-60 HZ IP66 16A 400V 3P+E H6. | 1 | 2.659 | 536.2764
| P466137 | ALUPRES SWITCHED SOCKET IN ALUMINIUM ALLOY WITH MECHANICAL INTERLOCK 3P+E 16A 480 - 500V 50-60HZ 7H IP66/67/69 | 1 | 2.555 | 411.1164
| P466139 | ALUPRES SWITCHED SOCKET IN ALUMINIUM ALLOY WITH MECHANICAL INTERLOCK 3P+E 16A 200 - 250V 50-60HZ 9H IP66/67/69 | 1 | 2.555 | 404.5236
| P466141 | ALUPRES SWITCHED SOCKET IN ALUMINIUM ALLOY WITH MECHANICAL INTERLOCK 3P+N+E 16A 440 - 460V 60HZ 11H IP66/67/69 | 1 | 2.555 | 527.0618
| P466144 | ALUPRES SWITCHED SOCKET IN ALUMINIUM ALLOY WITH MECHANICAL INTERLOCK 3P+N+E 16A 100 - 130V 50-60HZ 4H IP66/67/69 | 1 | 2.555 | 492.8
| P466146 | ALUPRES SWITCHED SOCKET IN ALUMINIUM ALLOY WITH MECHANICAL INTERLOCK 3P+N+E 16A 200/346-240/415V~ 50-60HZ 6H IP66/67/69 | 1 | 2.555 | 390.0145
| P466146EX | MODULAR INTERLOCKED SOCKET IN ALUMINIUM ALLOY FOR WALL MOUNTING 16A 3P+N+T 400V 6H IP66 ATEX 2D 3G | 1 | 2.698 | 557.3782
| P466147 | ALUPRES SWITCHED SOCKET IN ALUMINIUM ALLOY WITH MECHANICAL INTERLOCK 3P+N+E 16A 480 - 500V 50-60HZ 7H IP66/67/69 | 1 | 2.555 | 502.0145
| P466149 | ALUPRES SWITCHED SOCKET IN ALUMINIUM ALLOY WITH MECHANICAL INTERLOCK 3P+N+E 16A 200 - 250V 50-60HZ 9H IP66/67/69 | 1 | 2.555 | 502.0145
| P467021 | NAVE WATERTIGHT PLUG TYPE UNAV 1437 WITH SHADE RING AND RUBBER PROTECTION SLEEVE 10A 24V 2P+E IP56 | 10 | 0.175 | 122.0036
| P467031 | NAVE WATERTIGHT PLUG TYPE UNAV 1437 WITH SHADE RING AND RUBBER PROTECTION SLEEVE 10A 230V 2P+E IP56 | 10 | 0.175 | 119.7636
| P467051 | NAVE WATERTIGHT PLUG TYPE UNAV 1437 WITH SHADE RING AND RUBBER PROTECTION SLEEVE 10A 127V 2P+E IP56 | 10 | 0.175 | 120.96
| P467124 | TAIS SWITCHED SOCKET IN THERMOSETTING (GRP) WITH MECHANICAL INTERLOCK 16A 2P+E 100-130V 50-60HZ 4H IP67 | 1 | 1.59 | 312.2764
| P467124EX | ATEX WALL-MOUNTING INTERLOCKED SOCKET-OUTLET IN THERMOSETTING ENCLOSURE 16A 110V 2P+E IP66 ZONE ATEX 2D 3G | 1 | 2.885 | 445.3782
| P467126 | TAIS SWITCHED SOCKET IN THERMOSETTING (GRP) WITH MECHANICAL INTERLOCK 16A 2P+E 200-250V 50-60HZ 6H IP67 | 1 | 2.819 | 279.3382
04-37-46712 6 | P467126EX | ATEX WALL-MOUNTING INTERLOCKED SOCKET-OUTLET IN THERMOSETTING ENCLOSURE 16A 220V 2P+E 6H IP66 ZONE ATEX 2D 3G | 1 | 2.885 | 383.4473
| P467129EX | ATEX WALL-MOUNTING INTERLOCKED SOCKET-OUTLET IN THERMOSETTING ENCLOSURE 16A 400V 2P+E 9H IP66 ZONE ATEX 2D 3G | 1 | 2.885 | 445.3782
| P467134EX | ATEX WALL-MOUNTING INTERLOCKED SOCKET-OUTLET IN THERMOSETTING ENCLOSURE 16A 110V 3P+E 4H IP66 ZONE ATEX 2D 3G | 1 | 2.85 | 484.9091
| P467136 | TAIS SWITCHED SOCKET IN THERMOSETTING (GRP) WITH MECHANICAL INTERLOCK 16A 3P+E 380-415V 50-60HZ 6H IP67 | 1 | 2.739 | 312.2764
04-37-467136Ε | P467136EX | ATEX WALL-MOUNTING INTERLOCKED SOCKET-OUTLET IN THERMOSETTING ENCLOSURE 16A 220V 3P+E 6H IP66 ZONE ATEX 2D 3G | 1 | 2.849 | 425.6
| P467137EX | ATEX WALL-MOUNTING INTERLOCKED SOCKET-OUTLET IN THERMOSETTING ENCLOSURE 16A 500V 3P+E 7H IP66 ZONE ATEX 2D 3G | 1 | 2.85 | 484.9091
| P467139EX | ATEX WALL-MOUNTING INTERLOCKED SOCKET-OUTLET IN THERMOSETTING ENCLOSURE 16A 230V 3P+E 9H IP66 ZONE ATEX 2D 3G | 1 | 4.27 | 484.9091
| P467144EX | ATEX WALL-MOUNTING INTERLOCKED SOCKET-OUTLET IN THERMOSETTING ENCLOSURE 16A 110V 3P+N+E 4H IP66 ZONE ATEX 2D 3G | 1 | 2.91 | 520.4691
| P467146 | TAIS SWITCHED SOCKET IN THERMOSETTING (GRP) WITH MECHANICAL INTERLOCK 16A 3P+N+E 380-415V 50-60HZ 6H IP67 | 1 | 2.749 | 329.4073
04-37-46714 6 | P467146EX | ATEX WALL-MOUNTING INTERLOCKED SOCKET-OUTLET IN THERMOSETTING ENCLOSURE 16A 400V 3P+N+E 6H IP66 ZONE ATEX 2D 3G | 1 | 2.912 | 458.5382
| P467147EX | ATEX WALL-MOUNTING INTERLOCKED SOCKET-OUTLET IN THERMOSETTING ENCLOSURE 16A 500V 3P+N+E 7H IP66 ZONE ATEX 2D 3G | 1 | 2.91 | 520.4691
| P467149EX | ATEX WALL-MOUNTING INTERLOCKED SOCKET-OUTLET IN THERMOSETTING ENCLOSURE 16A 230V 3P+N+E 9H IP66 ZONE ATEX 2D 3G | 1 | 2.896 | 520.4691
| P468224 | TAIS SWITCHED SOCKET IN THERMOSETTING (GRP) WITH MECHANICAL INTERLOCK AND FUSE-HOLDER 32A 2P+E 100-130V 50- 60HZ 4H IP66/IP67 | 1 | 1.7 | 416.3855
| P468226 | TAIS SWITCHED SOCKET IN THERMOSETTING (GRP) WITH MECHANICAL INTERLOCK AND FUSE-HOLDER 32A 2P+E 200-250V 50- 60HZ 6H IP66/IP67 | 1 | 1.7 | 328.0836
| P468229 | TAIS SWITCHED SOCKET IN THERMOSETTING (GRP) WITH MECHANICAL INTERLOCK AND FUSE-HOLDER 32A 2P+E 380-415V 50- 60HZ 9H IP66/IP67 | 1 | 1.8 | 416.3855
| P468233 | TAIS SWITCHED SOCKET IN THERMOSETTING (GRP) WITH MECHANICAL INTERLOCK AND FUSE-HOLDER 32A 3P+E 380V 50HZ-440V 60HZ 50-60HZ 3H IP66/IP67 | 1 | 1.806 | 429.5455
| P468234 | TAIS SWITCHED SOCKET IN THERMOSETTING (GRP) WITH MECHANICAL INTERLOCK AND FUSE-HOLDER 32A 3P+E 100-130V 50- 60HZ 4H IP66/IP67 | 1 | 1.8 | 408.4691
| P468236 | TAIS SWITCHED SOCKET IN THERMOSETTING (GRP) WITH MECHANICAL INTERLOCK AND FUSE-HOLDER 32A 3P+E 380-415V 50- 60HZ 6H IP66/IP67 | 1 | 1.8 | 359.7236
| P468239 | TAIS SWITCHED SOCKET IN THERMOSETTING (GRP) WITH MECHANICAL INTERLOCK AND FUSE-HOLDER 32A 3P+E 200-250V 50- 60HZ 9H IP66/IP67 | 1 | 1.8 | 408.4691
| P469226 | TAIS SWITCHED SOCKET IN THERMOSETTING (GRP) WITH MECHANICAL INTERLOCK 32A 2P+E 200-250V 50-60HZ 6H IP67 | 1 | 1.535 | 300.4145
| P469233 | TAIS SWITCHED SOCKET IN THERMOSETTING (GRP) WITH MECHANICAL INTERLOCK 32A 3P+E 380V 50HZ-440V 60HZ 50-60HZ 3H IP66/IP67 | 1 | 1.573 | 368.9382
| P469236 | TAIS SWITCHED SOCKET IN THERMOSETTING (GRP) WITH MECHANICAL INTERLOCK 32A 3P+E 380-415V 50-60HZ 6H IP67 | 1 | 1.559 | 329.4073
| P469873 | TAIS SOCKET IN THERMOSETTING (GRP) WITH SAFETY TRANSFORMER 16A 2P 230/24V 150VA 50-60HZ IP67 | 1 | 2.842 | 484.9091
| P470126 | TAIS SWITCHED SOCKET IN THERMOSETTING (GRP) WITH MECHANICAL INTERLOCK 16A 2P+E 200-250V 50-60HZ 6H IP67 | 1 | 1.449 | 231.9164
| P470136 | TAIS SWITCHED SOCKET IN THERMOSETTING (GRP) WITH MECHANICAL INTERLOCK 16A 3P+E 380-415V 50-60HZ 6H IP67 | 1 | 1.459 | 254.3164
| P470146 | TAIS SWITCHED SOCKET IN THERMOSETTING (GRP) WITH MECHANICAL INTERLOCK 16A 3P+N+E 380-415V 50-60HZ 6H IP67 | 1 | 1.528 | 276.7164
| P470224EX | ATEX WALL-MOUNTING INTERLOCKED SOCKET-OUTLET IN THERMOSETTING ENCLOSURE 32A 110V 2P+E 4H IP66 ZONE ATEX 2D 3G | 1 | 3 | 631.1455
| P470226 | TAIS SWITCHED SOCKET IN THERMOSETTING (GRP) WITH MECHANICAL INTERLOCK 32A 2P+E 200-250V 50-60HZ 6H IP67 | 1 | 2.918 | 390.0145
04-37-47022 6 | P470226EX | ATEX WALL-MOUNTING INTERLOCKED SOCKET-OUTLET IN THERMOSETTING ENCLOSURE 32A 220V 2P+E 6H IP66 ZONE ATEX 2D 3G | 1 | 3 | 553.4073
| P470229EX | ATEX WALL-MOUNTING INTERLOCKED SOCKET-OUTLET IN THERMOSETTING ENCLOSURE 32A 400V 2P+E 9H IP66 ZONE ATEX 2D 3G | 1 | 3 | 631.1455
| P470233 | TAIS SWITCHED SOCKET IN THERMOSETTING (GRP) WITH MECHANICAL INTERLOCK 32A 3P+E 380V 50HZ-440V 60HZ 50-60HZ 3H IP67 | 1 | 2.819 | 492.8
| P470234EX | ATEX WALL-MOUNTING INTERLOCKED SOCKET-OUTLET IN THERMOSETTING ENCLOSURE 32A 110V 3P+E 4H IP66 ZONE ATEX 2D 3G | 1 | 3 | 720.7455
| P470236 | TAIS SWITCHED SOCKET IN THERMOSETTING (GRP) WITH MECHANICAL INTERLOCK 32A 3P+E 380-415V 50-60HZ 6H IP67 | 1 | 3.021 | 433.5164
04-37-47023 6 | P470236EX | ATEX WALL-MOUNTING INTERLOCKED SOCKET-OUTLET IN THERMOSETTING ENCLOSURE 32A 380V 3P+E 6H IP66 ZONE ATEX 2D 3G | 1 | 3 | 623.2545
| P470237EX | ATEX WALL-MOUNTING INTERLOCKED SOCKET-OUTLET IN THERMOSETTING ENCLOSURE 32A 500V 3P+E 7H IP66 ZONE ATEX 2D 3G | 1 | 3 | 720.7455
| P470239EX | ATEX WALL-MOUNTING INTERLOCKED SOCKET-OUTLET IN THERMOSETTING ENCLOSURE 32A 230V 3P+E 9H IP66 ZONE ATEX 2D 3G | 1 | 3 | 720.7455
| P470244EX | ATEX WALL-MOUNTING INTERLOCKED SOCKET-OUTLET IN THERMOSETTING ENCLOSURE 32A 110V 3P+N+E 4H IP66 ZONE ATEX 2D 3G | 1 | 3.1 | 762.9236
| P470246 | TAIS SWITCHED SOCKET IN THERMOSETTING (GRP) WITH MECHANICAL INTERLOCK 32A 3P+N+E 380-415V 50-60HZ 6H IP67 | 1 | 3.039 | 463.8073
04-37-47024 6 | P470246EX | ATEX WALL-MOUNTING INTERLOCKED SOCKET-OUTLET IN THERMOSETTING ENCLOSURE 32A 380V 3P+N+E 6H IP66 ZONE ATEX 2D 3G | 1 | 3.1 | 664.1091
| P470247EX | ATEX WALL-MOUNTING INTERLOCKED SOCKET-OUTLET IN THERMOSETTING ENCLOSURE 32A 500V 3P+N+E IP66 ZONE ATEX 2D 3G | 1 | 3.1 | 762.9236
| P470249EX | ATEX WALL-MOUNTING INTERLOCKED SOCKET-OUTLET IN THERMOSETTING ENCLOSURE 32A 230V 3P+N+E 9H IP66 ZONE ATEX 2D 3G | 1 | 3.1 | 762.9236
| P470324EX | ATEX WALL-MOUNTING INTERLOCKED SOCKET-OUTLET IN THERMOSETTING ENCLOSURE 2P+E 63A (50A IF USED ON BATTERY) 110V IP66 ZONE ATEX 2D 3G | 1 | 4.27 | 824.8545
| P470326 | TAIS SWITCHED SOCKET IN THERMOSETTING (GRP) WITH MECHANICAL INTERLOCK 63A 2P+E 200-250V 50-60HZ 6H IP67 | 1 | 4.4 | 585.0473
| P470326EX | ATEX WALL-MOUNTING INTERLOCKED SOCKET-OUTLET IN THERMOSETTING ENCLOSURE 2P+E 63A (50A IF USED ON BATTERY) 230V IP66 ZONE ATEX 2D 3G | 1 | 4.27 | 720.7455
| P470329EX | ATEX WALL-MOUNTING INTERLOCKED SOCKET-OUTLET IN THERMOSETTING ENCLOSURE 2P+E 63A (50A IF USED ON BATTERY) 400V 9H IP66 ZONE ATEX 2D 3G | 1 | 4.27 | 824.8545
| P470334EX | ATEX WALL-MOUNTING INTERLOCKED SOCKET-OUTLET IN THERMOSETTING ENCLOSURE 3P+E 63A (50A IF USED ON BATTERY) 110V IP66 ZONE ATEX 2D 3G | 1 | 4.27 | 979.0073
| P470336 | TAIS SWITCHED SOCKET IN THERMOSETTING (GRP) WITH MECHANICAL INTERLOCK 63A 3P+E 380-415V 50-60HZ 6H IP67 | 1 | 4.455 | 595.5855
04-37-470336Ε | P470336EX | ATEX WALL-MOUNTING INTERLOCKED SOCKET-OUTLET IN THERMOSETTING ENCLOSURE 63A 380V 3P+E 6H IP66 ZONE ATEX 2D 3G | 1 | 4.27 | 855.1455
| P470337EX | ATEX WALL-MOUNTING INTERLOCKED SOCKET-OUTLET IN THERMOSETTING ENCLOSURE 3P+E 63A (50A IF USED ON BATTERY) 500V IP66 ZONE ATEX 2D 3G | 1 | 4.27 | 979.0073
| P470339EX | ATEX WALL-MOUNTING INTERLOCKED SOCKET-OUTLET IN THERMOSETTING ENCLOSURE 3P+E 63A (50A IF USED ON BATTERY) 230V IP66 ZONE ATEX 2D 3G | 1 | 4.27 | 979.0073
| P470344EX | ATEX WALL-MOUNTING INTERLOCKED SOCKET-OUTLET IN THERMOSETTING ENCLOSURE 3P+N+E 63A (50A IF USED ON BATTERY) 110V IP66 ZONE ATEX 2D 3G | 1 | 4.27 | 1094.9782
| P470346 | TAIS SWITCHED SOCKET IN THERMOSETTING (GRP) WITH MECHANICAL INTERLOCK 63A 3P+N+E 380-415V 50-60HZ 6H IP67 | 1 | 4.56 | 665.4073
04-37-470346Ε | P470346EX | ATEX WALL-MOUNTING INTERLOCKED SOCKET-OUTLET IN THERMOSETTING ENCLOSURE 63A 380V 3P+N+E 6H IP66 ZONE ATEX 2D 3G | 1 | 4.27 | 950.04
| P470347EX | ATEX WALL-MOUNTING INTERLOCKED SOCKET-OUTLET IN THERMOSETTING ENCLOSURE 3P+N+E 63A (50A IF USED ON BATTERY) 500V IP66 ZONE ATEX 2D 3G | 1 | 4.27 | 1094.9782
| P470349EX | ATEX WALL-MOUNTING INTERLOCKED SOCKET-OUTLET IN THERMOSETTING ENCLOSURE 3P+N+E 63A (50A IF USED ON BATTERY) 230V IP66 ZONE ATEX 2D 3G | 1 | 4.27 | 1094.9782
04-24-47100 2 | P471002 | CEE EXTRA-LOW VOLTAGE WALL MOUNTED INLET, 90° ANGLED, 16A 2P 20-25V 50-60HZ IP44 | 1 | 0.211 | 34.3891
| P471003 | CEE EXTRA-LOW VOLTAGE PANEL MOUNTED SOCKET, STRAIGHT, 16A 2P 20-25V 50-60HZ IP67 | 1 | 0.151 | 27.9236
| P471004 | TAIS-MIGNON INDUSTRIAL SOCKET IN THERMOSETTING (GRP) FOR WALL MOUNTING 16A 2P 20-25V 50-60HZ IP44 | 1 | 0.329 | 46.7855
| P471005 | CEE EXTRA-LOW VOLTAGE WALL MOUNTED INLET, 90° ANGLED, 32A 2P 20-25V 50-60HZ IP44 | 1 | 0.212 | 39.1236
| P471007 | CEE EXTRA-LOW VOLTAGE PANEL MOUNTED SOCKET, STRAIGHT, 32A 2P 20-25V 50-60HZ IP67 | 1 | 0.155 | 28.7127
| P471011 | CEE EXTRA-LOW VOLTAGE WALL MOUNTED INLET, 90° ANGLED, 16A 2P 20-25/40-50V 100-200HZ 4H IP44 | 1 | 0.211 | 43.8836
| P471012 | CEE EXTRA-LOW VOLTAGE WALL MOUNTED INLET, 90° ANGLED, 16A 3P 20-25V 50-60HZ IP44 | 1 | 0.228 | 51.3927
| P471013 | CEE EXTRA-LOW VOLTAGE PANEL MOUNTED SOCKET, STRAIGHT, 16A 2P 20-25/40-50V 100-200HZ 4H IP67 | 1 | 0.151 | 35.1782
| P471015 | CEE EXTRA-LOW VOLTAGE WALL MOUNTED INLET, 90° ANGLED, 32A 3P 20-25V 50-60HZ IP44 | 1 | 0.22 | 67.8618
| P471017 | CEE EXTRA-LOW VOLTAGE PANEL MOUNTED SOCKET, STRAIGHT, 32A 2P 20-25/40-50V 100-200HZ 4H IP67 | 1 | 0.155 | 35.1782
| P471018 | CEE EXTRA-LOW VOLTAGE WALL MOUNTED INLET, 90° ANGLED, 32A 2P 20-25/40-50V 100-200HZ 4H IP44 | 1 | 0.212 | 57.5782
| P471019 | CEE EXTRA-LOW VOLTAGE WALL MOUNTED INLET, 90° ANGLED, 32A 3P 20-25/40-50V 100-200HZ 4H IP44 | 1 | 0.22 | 67.8618
| P471022 | CEE EXTRA-LOW VOLTAGE PANEL MOUNTED SOCKET, STRAIGHT, 16A 3P 20-25/40-50V 100-200HZ 4H IP44 | 1 | 0.138 | 38.6145
| P471032 | CEE EXTRA-LOW VOLTAGE PANEL MOUNTED SOCKET, STRAIGHT, 16A 2P 20-25V 50-60HZ IP44 | 1 | 0.126 | 24.3855
| P471035 | CEE EXTRA-LOW VOLTAGE PANEL MOUNTED SOCKET, STRAIGHT, 32A 2P 20-25V 50-60HZ IP44 | 1 | 0.123 | 24.3855
| P471042 | CEE EXTRA-LOW VOLTAGE PANEL MOUNTED SOCKET, STRAIGHT, 16A 3P 20-25V 50-60HZ IP44 | 1 | 0.139 | 29.12
| P471045 | CEE EXTRA-LOW VOLTAGE PANEL MOUNTED SOCKET, STRAIGHT, 32A 3P 20-25V 50-60HZ IP44 | 1 | 0.14 | 33.8545
| P471051 | CEE EXTRA-LOW VOLTAGE PANEL MOUNTED SOCKET, STRAIGHT, 16A 2P 20-25/40-50V 100-200HZ 4H IP44 | 1 | 0.126 | 29.6545
| P471054 | TAIS-MIGNON INDUSTRIAL SOCKET IN THERMOSETTING (GRP) FOR FLUSH MOUNTING 2P 16A 20-25V 50-60HZ IP44 | 1 | 0.229 | 36.5018
| P471056 | TAIS-MIGNON INDUSTRIAL SOCKET IN THERMOSETTING (GRP) FOR FLUSH MOUNTING 2P 32A 20-25V 50-60HZ IP44 | 1 | 0.229 | 36.5018
| P471058 | CEE EXTRA-LOW VOLTAGE PANEL MOUNTED SOCKET, 20° ANGLED, 32A 2P 20-25/40-50V 100-200HZ 4H IP44 | 1 | 0.132 | 32.9382
| P471059 | CEE EXTRA-LOW VOLTAGE PANEL MOUNTED SOCKET, 20° ANGLED, 32A 3P 20-25/40-50V 100-200HZ 4H IP44 | 1 | 0.153 | 34.3891
04-24-47106 2 | P471062 | CEE EXTRA-LOW VOLTAGE PANEL MOUNTED SOCKET, 20° ANGLED, 16A 2P 20-25V 50-60HZ IP44 | 1 | 0.135 | 23.3164
| P471063 | CEE EXTRA-LOW VOLTAGE PANEL MOUNTED SOCKET, STRAIGHT, 16A 3P 20-25V 50-60HZ IP67 | 1 | 0.191 | 33.3455
| P471064 | TAIS-MIGNON INDUSTRIAL SOCKET IN THERMOSETTING (GRP) FOR FLUSH MOUNTING 3P 16A 20-25V 50-60HZ IP44 | 1 | 0.246 | 45.2073
| P471065 | CEE EXTRA-LOW VOLTAGE PANEL MOUNTED SOCKET, 20° ANGLED, 32A 2P 20-25V 50-60HZ IP44 | 1 | 0.132 | 32.9382
| P471066 | TAIS-MIGNON INDUSTRIAL SOCKET IN THERMOSETTING (GRP) FOR FLUSH MOUNTING 3P 32A 20-25V 50-60HZ IP44 | 1 | 0.246 | 45.2073
| P471067 | CEE EXTRA-LOW VOLTAGE PANEL MOUNTED SOCKET, STRAIGHT, 32A 3P 20-25V 50-60HZ IP67 | 1 | 0.179 | 47.2945
| P471072 | CEE EXTRA-LOW VOLTAGE PANEL MOUNTED SOCKET, 20° ANGLED, 16A 3P 20-25V 50-60HZ IP44 | 1 | 0.145 | 29.5273
| P471075 | CEE EXTRA-LOW VOLTAGE PANEL MOUNTED SOCKET, 20° ANGLED, 32A 3P 20-25V 50-60HZ IP44 | 1 | 0.155 | 42.9673
| P471094 | TAIS-MIGNON INDUSTRIAL SOCKET IN THERMOSETTING (GRP) FOR WALL MOUNTING 16A 3P 20-25V 50-60HZ IP44 | 1 | 0.341 | 58.24
04-24-47110 2 | P471102 | CEE EXTRA-LOW VOLTAGE WALL MOUNTED INLET, 90° ANGLED, 16A 2P 40-50V 50-60HZ 12H IP44 | 1 | 0.211 | 42.4327
| P471103 | CEE EXTRA-LOW VOLTAGE PANEL MOUNTED SOCKET, STRAIGHT, 16A 2P 40-50V 50-60HZ 12H IP67 | 1 | 0.151 | 28.7127
| P471104 | TAIS-MIGNON INDUSTRIAL SOCKET IN THERMOSETTING (GRP) FOR WALL MOUNTING 16A 2P 40-50V 50-60HZ 12H IP44 | 1 | 0.329 | 45.8436
04-24-47110 5 | P471105 | CEE EXTRA-LOW VOLTAGE WALL MOUNTED INLET, 90° ANGLED, 32A 2P 40-50V 50-60HZ 12H IP44 | 1 | 0.212 | 46.7855
| P471107 | CEE EXTRA-LOW VOLTAGE PANEL MOUNTED SOCKET, STRAIGHT, 32A 2P 40-50V 50-60HZ 12H IP67 | 1 | 0.155 | 28.7127
| P471108 | CEE EXTRA-LOW VOLTAGE PANEL MOUNTED SOCKET, STRAIGHT, 32A 2P 20-25/40-50V 100-200HZ 4H IP44 | 1 | 0.123 | 29.6545
| P471111 | CEE EXTRA-LOW VOLTAGE PANEL MOUNTED SOCKET, 20° ANGLED, 16A 2P 20-25/40-50V 100-200HZ 4H IP44 | 1 | 0.135 | 29.5273
| P471112 | CEE EXTRA-LOW VOLTAGE WALL MOUNTED INLET, 90° ANGLED, 16A 3P 40-50V 50-60HZ 12H IP44 | 1 | 0.228 | 46.9127
| P471113 | CEE EXTRA-LOW VOLTAGE PANEL MOUNTED SOCKET, STRAIGHT, 16A 3P 40-50V 50-60HZ 12H IP67 | 1 | 0.191 | 33.3455
| P471114 | TAIS-MIGNON INDUSTRIAL SOCKET IN THERMOSETTING (GRP) FOR WALL MOUNTING 16A 3P 40-50V 50-60HZ 12H IP44 | 1 | 0.341 | 51.3927
| P471115 | CEE EXTRA-LOW VOLTAGE WALL MOUNTED INLET, 90° ANGLED, 32A 3P 40-50V 50-60HZ 12H IP44 | 1 | 0.22 | 51.3927
| P471117 | CEE EXTRA-LOW VOLTAGE PANEL MOUNTED SOCKET, STRAIGHT, 32A 3P 40-50V 50-60HZ 12H IP67 | 1 | 0.179 | 33.3455
| P471118 | CEE EXTRA-LOW VOLTAGE PANEL MOUNTED SOCKET, STRAIGHT, 32A 3P 20-25/40-50V 100-200HZ 4H IP44 | 1 | 0.14 | 33.8545
| P471122 | CEE EXTRA-LOW VOLTAGE PANEL MOUNTED SOCKET, 20° ANGLED, 16A 3P 20-25/40-50V 100-200HZ 4H IP44 | 1 | 0.145 | 34.7964
| P471123 | CEE EXTRA-LOW VOLTAGE PANEL MOUNTED SOCKET, STRAIGHT, 16A 3P 20-25/40-50V 100-200HZ 4H IP67 | 1 | 0.191 | 41.6436
| P471132 | CEE EXTRA-LOW VOLTAGE PANEL MOUNTED SOCKET, STRAIGHT, 16A 2P 40-50V 50-60HZ 12H IP44 | 1 | 0.126 | 23.7236
| P471135 | CEE EXTRA-LOW VOLTAGE PANEL MOUNTED SOCKET, STRAIGHT, 32A 2P 40-50V 50-60HZ 12H IP44 | 1 | 0.123 | 23.7236
| P471142 | CEE EXTRA-LOW VOLTAGE PANEL MOUNTED SOCKET, STRAIGHT, 16A 3P 40-50V 50-60HZ 12H IP44 | 1 | 0.138 | 38.6145
| P471145 | CEE EXTRA-LOW VOLTAGE PANEL MOUNTED SOCKET, STRAIGHT, 32A 3P 40-50V 50-60HZ 12H IP44 | 1 | 0.14 | 27.0073
| P471151 | CEE EXTRA-LOW VOLTAGE WALL MOUNTED INLET, 90° ANGLED, 16A 3P 20-25/40-50V 100-200HZ 4H IP44 | 1 | 0.228 | 62.3127
| P471154 | TAIS-MIGNON INDUSTRIAL SOCKET IN THERMOSETTING (GRP) FOR FLUSH MOUNTING 2P 16A 40-50V 50-60HZ 12H IP44 | 1 | 0.229 | 36.5018
| P471156 | TAIS-MIGNON INDUSTRIAL SOCKET IN THERMOSETTING (GRP) FOR FLUSH MOUNTING 2P 32A 40-50V 50-60HZ 12H IP44 | 1 | 0.229 | 36.5018
04-24-47116 2 | P471162 | CEE EXTRA-LOW VOLTAGE PANEL MOUNTED SOCKET, 20° ANGLED, 16A 2P 40-50V 50-60HZ 12H IP44 | 1 | 0.135 | 24.3855
| P471164 | TAIS-MIGNON INDUSTRIAL SOCKET IN THERMOSETTING (GRP) FOR FLUSH MOUNTING 3P 16A 40-50V 50-60HZ 12H IP44 | 1 | 0.246 | 39.7855
04-24-47116 5 | P471165 | CEE EXTRA-LOW VOLTAGE PANEL MOUNTED SOCKET, 20° ANGLED, 32A 2P 40-50V 50-60HZ 12H IP44 | 1 | 0.132 | 24.3855
| P471166 | TAIS-MIGNON INDUSTRIAL SOCKET IN THERMOSETTING (GRP) FOR FLUSH MOUNTING 3P 32A 40-50V 50-60HZ 12H IP44 | 1 | 0.229 | 39.7855
| P471172 | CEE EXTRA-LOW VOLTAGE PANEL MOUNTED SOCKET, 20° ANGLED, 16A 3P 40-50V 50-60HZ 12H IP44 | 1 | 0.145 | 28.2036
| P471175 | CEE EXTRA-LOW VOLTAGE PANEL MOUNTED SOCKET, 20° ANGLED, 32A 3P 40-50V 50-60HZ 12H IP44 | 1 | 0.153 | 34.3891
| P471177 | CEE EXTRA-LOW VOLTAGE PANEL MOUNTED SOCKET, STRAIGHT, 32A 3P 20-25/40-50V 100-200HZ 4H IP67 | 1 | 0.179 | 41.6436
| P471204 | TAIS-MIGNON INDUSTRIAL SOCKET IN THERMOSETTING (GRP) FOR WALL MOUNTING 16A 2P+E 100-130V 50-60HZ 4H IP44 | 10 | 0.337 | 46.3782
| P471214 | TAIS-MIGNON INDUSTRIAL SOCKET IN THERMOSETTING (GRP) FOR FLUSH MOUNTING 16A 3P+E 100-130V 50-60HZ 4H IP44 | 1 | 0.245 | 42.4327
| P471224 | TAIS-MIGNON INDUSTRIAL SOCKET IN THERMOSETTING (GRP) FOR FLUSH MOUNTING 16A 3P+N+E 100-130V 50-60HZ 4H IP44 | 1 | 0.331 | 61.8036
| P471254 | TAIS-MIGNON INDUSTRIAL SOCKET IN THERMOSETTING (GRP) FOR FLUSH MOUNTING 16A 2P+E 100-130V 50-60HZ 4H IP44 | 10 | 0.226 | 37.2909
| P471262 | CEE WALL MOUNTED SOCKET, 90° ANGLED, 32A 2P+E 100-130V 50-60HZ 4H IP44 | 1 | 0.215 | 48.8727
| P471263 | CEE PANEL MOUNTED SOCKET, 15° ANGLED, 16A 2P+E 100-130V 50-60HZ 4H IP67 | 1 | 0.159 | 40.4473
| P471266 | CEE WALL MOUNTED SOCKET, 90° ANGLED, 32A 2P+E 110V 4H IP44 | 1 | 0.387 | 63.5091
| P471267 | CEE PANEL MOUNTED SOCKET, 15° ANGLED, 32A 2P+E 100-130V 50-60HZ 4H IP67 | 1 | 0.281 | 59.2836
| P471273 | CEE PANEL MOUNTED SOCKET, 15° ANGLED, 16A 3P+E 100-130V 50-60HZ 4H IP67 | 1 | 0.188 | 43.4764
| P471284 | TAIS-MIGNON INDUSTRIAL SOCKET IN THERMOSETTING (GRP) FOR WALL MOUNTING 16A 3P+E 100-130V 50-60HZ 4H IP44 | 1 | 0.342 | 56.7891
| P471286 | CEE WALL MOUNTED SOCKET, 90° ANGLED, 32A 3P+N+E 100-130V 50-60HZ 4H IP44 | 1 | 0.421 | 70.8909
| P471294 | TAIS-MIGNON INDUSTRIAL SOCKET IN THERMOSETTING (GRP) FOR WALL MOUNTING 16A 3P+N+E 100-130V 50-60HZ 4H IP44 | 1 | 0.488 | 94.7418
| P471304 | TAIS-MIGNON INDUSTRIAL SOCKET IN THERMOSETTING (GRP) FOR WALL MOUNTING 16A 2P+E 200-250V 50-60HZ 6H IP44 | 10 | 0.337 | 43.8836
| P471314 | TAIS-MIGNON INDUSTRIAL SOCKET IN THERMOSETTING (GRP) FOR WALL MOUNTING 16A 3P+E 200-250V 50-60HZ 9H IP44 | 1 | 0.342 | 51.3927
| P471324 | TAIS-MIGNON INDUSTRIAL SOCKET IN THERMOSETTING (GRP) FOR WALL MOUNTING 16A 3P+N+E 200-250V 50-60HZ 9H IP44 | 1 | 0.488 | 84.2036
| P471333 | CEE PANEL MOUNTED SOCKET, 15° ANGLED, 16A 3P+N+E 200-250V 50-60HZ 9H IP67 | 1 | 0.22 | 65.7491
| P471334 | TAIS-MIGNON INDUSTRIAL SOCKET IN THERMOSETTING (GRP) FOR FLUSH MOUNTING 16A 200-250V 3P+N+E 50-60HZ 9H IP44 | 1 | 0.331 | 59.2836
| P471354 | TAIS-MIGNON INDUSTRIAL SOCKET IN THERMOSETTING (GRP) FOR FLUSH MOUNTING 16A 200-250V 2P+E 50-60HZ 6H IP44 | 1 | 0.228 | 34.6436
| P471362 | CEE WALL MOUNTED SOCKET, 90° ANGLED, 16A 2P+E 200-250V 50-60HZ 6H IP44 | 10 | 0.209 | 36.6291
| P471363 | CEE PANEL MOUNTED SOCKET, 15° ANGLED, 16A 2P+E 200-250V 50-60HZ 6H IP67 | 10 | 0.154 | 31.6145
| P471364 | TAIS-MIGNON INDUSTRIAL SOCKET IN THERMOSETTING (GRP) FOR FLUSH MOUNTING 16A 200-250V 3P+E 50-60HZ 9H IP44 | 1 | 0.245 | 39.7855
| P471366 | CEE WALL MOUNTED SOCKET, 90° ANGLED, 32A 2P+E 200-250V 50-60HZ 6H IP44 | 1 | 0.379 | 45.9964
| P471376 | CEE WALL MOUNTED SOCKET, 90° ANGLED, 32A 3P+E 200-250V 50-60HZ 9H IP44 | 1 | 0.414 | 70.1018
| P471386 | CEE WALL MOUNTED SOCKET, 90° ANGLED, 32A 3P+N+E 200-250V 50-60HZ 9H IP44 | 1 | 0.435 | 87.1055
| P471404 | TAIS-MIGNON INDUSTRIAL SOCKET IN THERMOSETTING (GRP) FOR WALL MOUNTING 16A 2P+E 380-415V 50-60HZ 9H IP44 | 1 | 0.337 | 45.2073
| P471414 | TAIS-MIGNON INDUSTRIAL SOCKET IN THERMOSETTING (GRP) FOR WALL MOUNTING 16A 3P+E 380-415V 50-60HZ 6H IP44 | 1 | 0.342 | 50.8582
| P471424 | TAIS-MIGNON INDUSTRIAL SOCKET IN THERMOSETTING (GRP) FOR WALL MOUNTING 16A 3P+N+E 380-415V 50-60HZ 6H IP44 | 1 | 0.488 | 80.3855
| P471434 | TAIS-MIGNON INDUSTRIAL SOCKET IN THERMOSETTING (GRP) FOR FLUSH MOUNTING 16A 380-415V 3P+N+E 50-60HZ 6H IP44 | 1 | 0.331 | 57.1964
| P471436 | CEE WALL MOUNTED SOCKET, 90° ANGLED, 32A 3P+E 380V 50HZ-440V 60HZ 60HZ 3H IP44 | 1 | 0.415 | 79.3164
| P471437 | CEE PANEL MOUNTED SOCKET, 15° ANGLED, 32A 3P+E 380V 50HZ-440V 60HZ 50/60HZ 3H IP67 | 1 | 0.295 | 84.2036
| P471454 | TAIS-MIGNON INDUSTRIAL SOCKET IN THERMOSETTING (GRP) FOR FLUSH MOUNTING 16A 380-415V 2P+E 50-60HZ 9H IP44 | 1 | 0.226 | 35.9673
| P471463 | CEE PANEL MOUNTED SOCKET, 15° ANGLED, 16A 2P+E 380-415V 50-60HZ 9H IP67 | 1 | 0.152 | 40.4473
| P471464 | TAIS-MIGNON INDUSTRIAL SOCKET IN THERMOSETTING (GRP) FOR FLUSH MOUNTING 16A 380-415V 3P+E 50-60HZ 6H IP44 | 1 | 0.245 | 39.4036
| P471469 | CEE WALL MOUNTING ENCLOSURE FOR SUPPORTING PLUGS AND SOCKETS 63/125A | 1 | 0.655 | 52.3091
| P471472 | CEE WALL MOUNTED SOCKET, 90° ANGLED, 16A 3P+E 380-415V 50-60HZ 6H IP44 | 10 | 0.297 | 41.2364
| P471473 | CEE PANEL MOUNTED SOCKET, 15° ANGLED, 16A 3P+E 380-415V 50-60HZ 6H IP67 | 1 | 0.189 | 33.8545
| P471476 | CEE WALL MOUNTED SOCKET, 90° ANGLED, 32A 3P+E 380-415V 50-60HZ 6H IP44 | 1 | 0.409 | 52.4364
| P471479 | CEE SUPPORT FOR ANGLED ASSEMBLY OF SOCKET AND INLETS 63A | 2 | 0.565 | 74.1745
| P471482 | CEE WALL MOUNTED SOCKET, 90° ANGLED, 16A 3P+N+E 380-415V 50-60HZ 6H IP44 | 5 | 0.297 | 48.2364
| P471483 | CEE PANEL MOUNTED SOCKET, 15° ANGLED, 16A 3P+N+E 380-415V 50-60HZ 6H IP67 | 1 | 0.224 | 44.6727
| P471486 | CEE WALL MOUNTED SOCKET, 90° ANGLED, 32A 3P+N+E 380-415V 50-60HZ 6H IP44 | 1 | 0.434 | 63.5091
| P471487 | CEE PANEL MOUNTED SOCKET, 15° ANGLED, 32A 3P+N+E 380-415V 50-60HZ 6H IP67 | 1 | 0.352 | 69.9745
| P471519 | CEE PANEL MOUNTED SOCKET, 15° ANGLED, 63A 3P+E 600-690V 50-60HZ 5H IP67 | 1 | 1.119 | 167.3382
| P471525 | CEE PANEL MOUNTED SOCKET, 15° ANGLED, 16A 3P+N+E 600-690V 50-60HZ 5H IP67 | 1 | 0.224 | 70.1018
| P471529 | CEE PANEL MOUNTED SOCKET, 15° ANGLED, 63A 3P+N+E 600-690V 50-60HZ 5H IP67 | 1 | 0.001 | 188.4145
| P471531 | CEE PANEL MOUNTED SOCKET, 15° ANGLED, 125A 3P+N+E 600-690V 50-60HZ 5H IP67 | 1 | 1.804 | 359.7236
| P471555 | CEE WALL MOUNTED SOCKET, 90° ANGLED, 32A 2P+E 480-500V 50-60HZ 7H IP44 | 1 | 0.391 | 72.4691
| P471572 | CEE WALL MOUNTED SOCKET, 90° ANGLED, 16A 3P+E 480-500V 50-60HZ 7H IP44 | 1 | 0.273 | 56.5345
| P471573 | CEE PANEL MOUNTED SOCKET, 15° ANGLED, 16A 3P+E 480-500V 50-60HZ 7H IP67 | 1 | 0.188 | 43.4764
| P471577 | CEE PANEL MOUNTED SOCKET, 15° ANGLED, 32A 3P+E 480-500V 50-60HZ 7H IP67 | 1 | 0.295 | 72.5964
| P471602 | CEE EXTRA-LOW VOLTAGE WALL MOUNTED INLET, 90° ANGLED, 16A 2P 20-25/40-50V DC 10H IP44 | 1 | 0.211 | 39.5309
| P471603 | CEE EXTRA-LOW VOLTAGE PANEL MOUNTED SOCKET, STRAIGHT, 16A 2P 20-25/40-50V DC 10H IP67 | 1 | 0.151 | 31.2327
| P471605 | CEE EXTRA-LOW VOLTAGE WALL MOUNTED INLET, 90° ANGLED, 32A 2P 20-25/40-50V DC 10H IP44 | 1 | 0.212 | 45.4618
| P471607 | CEE EXTRA-LOW VOLTAGE PANEL MOUNTED SOCKET, STRAIGHT, 32A 2P 20-25/40-50V DC 10H IP67 | 1 | 0.155 | 35.1782
| P471632 | CEE EXTRA-LOW VOLTAGE PANEL MOUNTED SOCKET, STRAIGHT, 16A 2P 20-25/40-50V DC 10H IP44 | 1 | 0.126 | 27.4145
| P471635 | CEE EXTRA-LOW VOLTAGE PANEL MOUNTED SOCKET, STRAIGHT, 32A 2P 20-25/40-50V DC 10H IP44 | 1 | 0.123 | 27.4145
| P471662 | CEE EXTRA-LOW VOLTAGE PANEL MOUNTED SOCKET, 20° ANGLED, 16A 2P 20-25/40-50V DC 10H IP44 | 1 | 0.135 | 29.5273
| P471665 | CEE EXTRA-LOW VOLTAGE PANEL MOUNTED SOCKET, 20° ANGLED, 32A 2P 20-25/40-50V DC 10H IP44 | 1 | 0.132 | 25.8364
| P471672 | CEE WALL MOUNTED SOCKET, 90° ANGLED, 16A 2P+E >50÷250V DC 3H IP44 | 1 | 0.205 | 49.4073
| P471773 | CEE PANEL MOUNTED SOCKET, 15° ANGLED, 16A 3P+E >50V 100-300HZ 10H IP67 | 1 | 0.187 | 48.6182
| P471812 | ALUPRES SOCKET IN ALUMINIUM ALLOY WITH SAFETY TRANSFORMER 2P 16A 230/24V 250VA 50-60HZ IP67 | 1 | 4.989 | 777.4073
| P471818 | ALUPRES SOCKET IN ALUMINIUM ALLOY WITH SAFETY TRANSFORMER 2P 32A 220/48V 720VA 50-60HZ IP55 | 1 | 15.376 | 2001.5164
| P471819 | TAIS SOCKET WITH SAFETY TRANSFORMER 2P 32A 220/48V 720VA | 1 | 15.756 | 1528.4691
| P471832 | ALUPRES SOCKET IN ALUMINIUM ALLOY WITH SAFETY TRANSFORMER 2P 16A 400/24V 250VA 50-60HZ IP67 | 1 | 5.083 | 773.4618
| P471838 | ALUPRES SOCKET IN ALUMINIUM ALLOY WITH SAFETY TRANSFORMER 2P 32A 400/48V 720VA 50-60HZ IP55 | 1 | 14.324 | 1990.9782
| P471839 | TAIS SOCKET WITH SAFETY TRANSFORMER 2P 32A 380/48V 720VA | 1 | 14.216 | 1528.4691
| P471867 | CEE PANEL MOUNTED SOCKET, 15° ANGLED, 32A 3P+E >50V 50-60HZ 12H IP67 | 1 | 0.295 | 82.88
| P471873 | TAIS SOCKET IN THERMOSETTING (GRP) WITH SAFETY TRANSFORMER 16A 2P 230/24V 250VA 50-60HZ IP67 | 1 | 5.002 | 570.5382
| P471893 | TAIS SOCKET IN THERMOSETTING (GRP) WITH SAFETY TRANSFORMER 16A 2P 400/24V 144VA 50-60HZ IP67 | 1 | 5.018 | 578.4545
| P471908 | TRANSFORMER 720VA 220/48V | 1 | 8 | 824.8545
| P471909 | TRANSFORMER 720VA 380/48V | 1 | 8.043 | 824.8545
| P471922 | TRANSFORMER 144VA 220/24V | 1 | 2.358 | 267.4764
| P471932 | TRANSFORMER 144VA 380/24V | 1 | 2.418 | 267.4764
| P471950 | TRANSFORMER FOR 150VA 230V/24V SOCKETS | 1 | 2.358 | 271.4473
| P472020 | TAIS SWITCHED SOCKET IN THERMOSETTING (GRP) WITH MECHANICAL INTERLOCK AND EN50022 RAIL 16A 2P+E 200-250V 50-60HZ 6H IP67 | 1 | 3.117 | 358.4
| P472021 | TAIS SWITCHED SOCKET IN THERMOSETTING (GRP) WITH MECHANICAL INTERLOCK AND EN50022 RAIL 32A 2P+E 200-250V 50-60Z 6H IP67 | 1 | 3.189 | 425.6
| P472022 | TAIS SWITCHED SOCKET IN THERMOSETTING (GRP) WITH MECHANICAL INTERLOCK AND EN50022 RAIL 63A 2P+E 200-250V 50-60HZ 6H IP67 | 1 | 4.542 | 652.2473
| P472027 | ALUPRES SWITCHED SOCKET IN ALUMINIUM ALLOY WITH MECHANICAL INTERLOCK AND EN50022 RAIL 63A 2P+E 200-250V 50-60HZ 6H IP66/67/69 | 1 | 4.754 | 885.4618
| P472116 | ALUPRES SWITCHED SOCKET IN ALUMINIUM ALLOY WITH MECHANICAL INTERLOCK AND FUSE-HOLDER 32A 3P+E >50V 100-300HZ 10H IP67 | 1 | 3.385 | 608.7455
| P472126 | ALUPRES SWITCHED SOCKET IN ALUMINIUM ALLOY WITH MECHANICAL INTERLOCK AND FUSE-HOLDER 32A 3P+E >50V >300-500HZ 2H IP67 | 1 | 3.362 | 657.5164
| P472130 | TAIS SWITCHED SOCKET IN THERMOSETTING (GRP) WITH MECHANICAL INTERLOCK AND EN50022 RAIL 16A 3P+E 380-415V 50-60HZ 6H IP67 | 1 | 3.149 | 370.2618
| P472131 | TAIS SWITCHED SOCKET IN THERMOSETTING (GRP) WITH MECHANICAL INTERLOCK AND EN50022 RAIL 32A 3P+E 400V 50-60HZ 6H IP67 | 1 | 3.265 | 380.8
| P472132 | TAIS SWITCHED SOCKET IN THERMOSETTING (GRP) WITH MECHANICAL INTERLOCK AND EN50022 RAIL 63A 3P+E 380-415V 50-60HZ 6H IP67 | 1 | 4.715 | 625.8764
| P472133 | TAIS SWITCHED SOCKET IN THERMOSETTING (GRP) WITH MECHANICAL INTERLOCK AND EN50022 RAIL 32A 3P+E 380V 50HZ-440V 60HZ 50/60HZ 3H - IP67 | 1 | 3.232 | 380.8
| P472137 | ALUPRES SWITCHED SOCKET IN ALUMINIUM ALLOY WITH MECHANICAL INTERLOCK AND EN50022 RAIL 63A 3P+E 380-415V 50-60HZ 6H IP66/67/69 | 1 | 4.7 | 975.0618
| P472233 | ALUPRES SWITCHED SOCKET IN ALUMINIUM ALLOY WITH MECHANICAL INTERLOCK AND FUSE-HOLDER 16A 2P+E 100-130V 4H 50-60HZ IP67 | 1 | 1.63 | 376.8545
| P472236 | ALUPRES SWITCHED SOCKET IN ALUMINIUM ALLOY WITH MECHANICAL INTERLOCK AND FUSE-HOLDER 32A 2P+E 100-130V 4H 50-60HZ IP66/67/69 | 1 | 3.256 | 602.1782
| P472236EX | ALU-EX 2P+T 32A 4H IP66 ZONE ATEX 2D 3G | 1 |  | 752.3855
| P472237 | ALUPRES SWITCHED SOCKET IN ALUMINIUM ALLOY WITH MECHANICAL INTERLOCK AND FUSE-HOLDER 63A 2P+E 100-130V 4H 50-60HZ IP66/67/69 | 1 | 4.829 | 893.3782
| P472237EX | ALUPRES-EX SWITCHED SOCKET IN ALUMINIUM ALLOY WITH MECHANICAL INTERLOCK AND FUSE-HOLDER 63A 2P+E 100-130V 50-60HZ 4H 2D3G | 1 | 5 | 1114.7309
| P472240 | TAIS SWITCHED SOCKET IN THERMOSETTING (GRP) WITH MECHANICAL INTERLOCK AND EN50022 RAIL 16A 3P+N+E 380-415V 6H 50-60HZ IP67 | 1 | 3.189 | 382.1236
| P472241 | TAIS SWITCHED SOCKET IN THERMOSETTING (GRP) WITH MECHANICAL INTERLOCK AND EN50022 RAIL 32A 3P+N+E 380-415V 6H 50/60HZ IP67 | 1 | 3.287 | 424.2764
| P472242 | TAIS SWITCHED SOCKET IN THERMOSETTING (GRP) WITH MECHANICAL INTERLOCK AND EN50022 RAIL 63A 3P+N+E 380-415V 6H 50-60HZ IP67 | 1 | 4.82 | 748.44
| P472243 | ALUPRES SWITCHED SOCKET IN ALUMINIUM ALLOY WITH MECHANICAL INTERLOCK AND FUSE-HOLDER 16A 3P+E 100-130V 4H 50-60HZ IP67 | 1 | 1.7 | 433.5164
| P472246 | ALUPRES SWITCHED SOCKET IN ALUMINIUM ALLOY WITH MECHANICAL INTERLOCK AND FUSE-HOLDER 32A 3P+E 100-130V 4H 50-60HZ IP66/67/69 | 1 | 3.412 | 635.1164
| P472246EX | ATEX WALL-MOUNTING INTERLOCKED SOCKET-OUTLET WITH FUSE-HOLDER BASE IN MODULAR ENCLOSURE IN ALUMINIUM 32A 110V 3P+E 4H IP66 2D3G | 1 | 3.3 | 798.5091
| P472247 | ALUPRES SWITCHED SOCKET IN ALUMINIUM ALLOY WITH MECHANICAL INTERLOCK AND FUSE-HOLDER 63A 3P+E 100-130V 4H 50-60HZ IP66/67/69 | 1 | 5.1 | 994.84
| P472247EX | ALUPRES-EX SWITCHED SOCKET IN ALUMINIUM ALLOY WITH MECHANICAL INTERLOCK AND FUSE-HOLDER 63A 3P+E 100-130V 50-60HZ 4H 2D3G | 1 | 5.2 | 1196.44
| P472248 | ALUPRES SWITCHED SOCKET IN ALUMINIUM ALLOY WITH MECHANICAL INTERLOCK AND FUSE-HOLDER 125A 3P+E 100-130V 4H 50-60HZ IP66/67/69 | 1 | 11.81 | 2145.1309
| P472253 | ALUPRES SWITCHED SOCKET IN ALUMINIUM ALLOY WITH MECHANICAL INTERLOCK AND FUSE-HOLDER 16A 3P+N+E 100-130V 4H 50-60HZ IP67 | 1 | 1.841 | 480.9382
| P472256 | ALUPRES SWITCHED SOCKET IN ALUMINIUM ALLOY WITH MECHANICAL INTERLOCK AND FUSE-HOLDER 32A 3P+N+E 100-130V 4H 50-60HZ IP66/67/69 | 1 | 3.2 | 716.8
| P472256EX | ATEX WALL-MOUNTING INTERLOCKED SOCKET-OUTLET WITH FUSE-HOLDER BASE IN MODULAR ENCLOSURE IN ALUMINIUM 32A 110V 3P+N+E 4H IP66 2D3G | 1 |  | 896
| P472257 | ALUPRES SWITCHED SOCKET IN ALUMINIUM ALLOY WITH MECHANICAL INTERLOCK AND FUSE-HOLDER 63A 3P+N+E 100-130V 4H 50-60HZ IP66/67/69 | 1 | 4.1 | 1069.9309
| P472257EX | ALUPRES-EX SWITCHED SOCKET IN ALUMINIUM ALLOY WITH MECHANICAL INTERLOCK AND FUSE-HOLDER 63A 3P+N+E 100-130V 50-60HZ 4H 2D3G | 1 | 5.2 | 1288.6618
| P472258 | ALUPRES SWITCHED SOCKET IN ALUMINIUM ALLOY WITH MECHANICAL INTERLOCK AND FUSE-HOLDER 125A 3P+N+E 100-130V 4H 50-60HZ IP66/67/69 | 1 | 12.229 | 2374.4255
| P472263 | ALUPRES SWITCHED SOCKET IN ALUMINIUM ALLOY WITH MECHANICAL INTERLOCK AND FUSE-HOLDER 16A 2P+E >50V 100-300HZ 10H IP67 | 1 | 1.675 | 424.2764
| P472266 | ALUPRES SWITCHED SOCKET IN ALUMINIUM ALLOY WITH MECHANICAL INTERLOCK AND FUSE-HOLDER 32A 2P+E >50V >100-300HZ 10H IP67 | 1 | 3.15 | 565.2691
| P472273 | ALUPRES SWITCHED SOCKET IN ALUMINIUM ALLOY WITH MECHANICAL INTERLOCK AND FUSE-HOLDER 16A 2P+E >50V >300-500HZ 2H IP67 | 1 | 1.675 | 424.2764
| P472276 | ALUPRES SWITCHED SOCKET IN ALUMINIUM ALLOY WITH MECHANICAL INTERLOCK AND FUSE-HOLDER 32A 2P+E >50V >300-500HZ 2H IP67 | 1 | 3.198 | 619.3091
| P472283 | ALUPRES SWITCHED SOCKET IN ALUMINIUM ALLOY WITH MECHANICAL INTERLOCK AND FUSE-HOLDER 16A 3P+N+E >50V 100-300HZ 10H IP67 | 1 | 1.84 | 507.3091
| P472286 | ALUPRES SWITCHED SOCKET IN ALUMINIUM ALLOY WITH MECHANICAL INTERLOCK AND FUSE-HOLDER 32A 3P+N+E >50V 100-300HZ 10H IP67 | 1 | 3.35 | 728.6618
| P472293 | ALUPRES SWITCHED SOCKET IN ALUMINIUM ALLOY WITH MECHANICAL INTERLOCK AND FUSE-HOLDER 16A 3P+N+E >50V >300-500HZ 2H IP67 | 1 | 1.838 | 507.3091
| P472296 | ALUPRES SWITCHED SOCKET IN ALUMINIUM ALLOY WITH MECHANICAL INTERLOCK AND FUSE-HOLDER 32A 3P+N+E >50V >300-500HZ 2H IP67 | 1 | 3.408 | 728.6618
| P472323 | ALUPRES SWITCHED SOCKET IN ALUMINIUM ALLOY WITH MECHANICAL INTERLOCK AND FUSE-HOLDER 16A 2P+E >50V 50-60HZ 12H IP67 | 1 | 1.679 | 424.2764
| P472326 | ALUPRES SWITCHED SOCKET IN ALUMINIUM ALLOY WITH MECHANICAL INTERLOCK AND FUSE-HOLDER 32A 2P+E >50V 50-60HZ 12H IP67 | 1 | 4.154 | 619.3091
| P472327 | ALUPRES SWITCHED SOCKET IN ALUMINIUM ALLOY WITH MECHANICAL INTERLOCK AND FUSE-HOLDER 63A 2P+E >50V 50-60HZ 12H IP55 | 1 | 4.811 | 893.3782
| P472333 | ALUPRES SWITCHED SOCKET IN ALUMINIUM ALLOY WITH MECHANICAL INTERLOCK AND FUSE-HOLDER 16A 2P+E 200-250V 6H 50/60HZ IP67 | 1 | 1.65 | 325.4618
| P472336 | ALUPRES SWITCHED SOCKET IN ALUMINIUM ALLOY WITH MECHANICAL INTERLOCK AND FUSE-HOLDER 32A 2P+E 200-250V 6H 50-60HZ IP66/67/69 | 1 | 3.356 | 480.9382
| P472336EX | ATEX WALL-MOUNTING INTERLOCKED SOCKET-OUTLET WITH FUSE-HOLDER BASE IN MODULAR ENCLOSURE IN ALUMINIUM 32A 220V 2P+E 6H IP66 | 1 | 3.201 | 606.1236
| P472337 | ALUPRES SWITCHED SOCKET IN ALUMINIUM ALLOY WITH MECHANICAL INTERLOCK AND FUSE-HOLDER 63A 2P+E 200-250V 6H 50-60HZ IP66/67/69 | 1 | 4.8 | 768.1927
| P472337EX | ALUPRES-EX SWITCHED SOCKET IN ALUMINIUM ALLOY WITH MECHANICAL INTERLOCK AND FUSE-HOLDER 63A 2P+E 200-250V 50-60HZ 6H 2D | 1 | 5 | 960.5782
| P472343 | ALUPRES SWITCHED SOCKET IN ALUMINIUM ALLOY WITH MECHANICAL INTERLOCK AND FUSE-HOLDER 16A 3P+E 200-250V 9H 50-60HZ IP67 | 1 | 1.751 | 390.0145
| P472346 | ALUPRES SWITCHED SOCKET IN ALUMINIUM ALLOY WITH MECHANICAL INTERLOCK AND FUSE-HOLDER 32A 3P+E 200-250V 9H 50-60HZ IP66/67/69 | 1 | 3.096 | 577.1309
| P472346EX | ATEX WALL-MOUNTING INTERLOCKED SOCKET-OUTLET WITH FUSE-HOLDER BASE IN MODULAR ENCLOSURE IN ALUMINIUM 32A 220V 3P+E 9H IP66 2D3G | 1 | 3.389 | 722.0691
| P472347 | ALUPRES SWITCHED SOCKET IN ALUMINIUM ALLOY WITH MECHANICAL INTERLOCK AND FUSE-HOLDER 63A 3P+E 200-250V 9H 50-60HZ IP66/67/69 | 1 | 5.031 | 844.6073
| P472347EX | ATEX WALL-MOUNTING INTERLOCKED SOCKET-OUTLET WITH FUSE-HOLDER BASE IN MODULAR ENCLOSURE IN ALUMINIUM 63A 220V 3P+E 9H IP66 2D3G | 1 | 5 | 1059.3927
| P472348 | ALUPRES SWITCHED SOCKET IN ALUMINIUM ALLOY WITH MECHANICAL INTERLOCK AND FUSE-HOLDER 125A 3P+E 200-250V 9H 50-60HZ IP65 | 1 | 11 | 1867.1164
| P472353 | ALUPRES SWITCHED SOCKET IN ALUMINIUM ALLOY WITH MECHANICAL INTERLOCK AND FUSE-HOLDER 16A 3P+N+E 200-250V 9H 5060HZ IP67 | 1 | 1.776 | 492.8
| P472356 | ALUPRES SWITCHED SOCKET IN ALUMINIUM ALLOY WITH MECHANICAL INTERLOCK AND FUSE-HOLDER 32A 3P+N+E 200-250V 9H 50-60HZ IP66/67/69 | 1 | 3.442 | 716.8
| P472356EX | ALU-EX 3P+N+T 32A 9H IP66 ZONE ATEX 2D 3G | 1 |  | 896
| P472357 | ALUPRES SWITCHED SOCKET IN ALUMINIUM ALLOY WITH MECHANICAL INTERLOCK AND FUSE-HOLDER 63A 3P+N+E 200-250V 9H 50-60HZ IP66/67/69 | 1 | 5.297 | 1069.9309
| P472357EX | ALUPRES-EX SWITCHED SOCKET IN ALUMINIUM ALLOY WITH MECHANICAL INTERLOCK AND FUSE-HOLDER 63A 3P+N+E 200-250V 50-60HZ 9H 2D3G | 1 | 5.2 | 1288.6618
| P472358 | ALUPRES SWITCHED SOCKET IN ALUMINIUM ALLOY WITH MECHANICAL INTERLOCK AND FUSE-HOLDER 125A 3P+N+E 200-250V 9H 50-60HZ IP66/67/69 | 1 | 11.8 | 2284.8255
| P472363 | ALUPRES SWITCHED SOCKET IN ALUMINIUM ALLOY WITH MECHANICAL INTERLOCK AND FUSE-HOLDER 16A 3P+E >50V >100-300HZ 10H IP67 | 1 | 1.75 | 411.1164
| P472367 | ALUPRES SWITCHED SOCKET IN ALUMINIUM ALLOY WITH MECHANICAL INTERLOCK AND FUSE-HOLDER 63A 3P+E >50V 50-60HZ 12H IP65 | 1 | 3.36 | 897.3236
| P472373 | ALUPRES SWITCHED SOCKET IN ALUMINIUM ALLOY WITH MECHANICAL INTERLOCK AND FUSE-HOLDER 16A 3P+E >50V >300-500HZ 2H IP67 | 1 | 1.756 | 450.6473
| P472377 | ALUPRES SWITCHED SOCKET IN ALUMINIUM ALLOY WITH MECHANICAL INTERLOCK AND FUSE-HOLDER 63A 2P+E >50÷250VDC 3H IP66/67/69 | 1 | 4.937 | 893.3782
| P472383 | ALUPRES SWITCHED SOCKET IN ALUMINIUM ALLOY WITH MECHANICAL INTERLOCK AND FUSE-HOLDER 16A 2P+E >50÷250VDC 3H IP67 | 1 | 1.699 | 424.2764
| P472386 | ALUPRES SWITCHED SOCKET IN ALUMINIUM ALLOY WITH MECHANICAL INTERLOCK AND FUSE-HOLDER 32A 2P+E >50÷250VDC 3H IP67 | 1 | 3.233 | 619.3091
| P472387 | ALUPRES SWITCHED SOCKET IN ALUMINIUM ALLOY WITH MECHANICAL INTERLOCK AND FUSE-HOLDER 63A 3P+E 440-460V 60HZ 11H IP66/67/69 | 1 | 5.113 | 893.3782
| P472388 | ALUPRES SWITCHED SOCKET IN ALUMINIUM ALLOY WITH MECHANICAL INTERLOCK AND FUSE-HOLDER 125A 3P+E 440-460V 60HZ 11H IP65 | 1 | 11.4 | 2145.1309
| P472397 | ALUPRES SWITCHED SOCKET IN ALUMINIUM ALLOY WITH MECHANICAL INTERLOCK AND FUSE-HOLDER 63A 3P+N+E 250/440-265/460V 60HZ 11H IP66/67/69 | 1 | 5.2 | 1121.3236
| P472398 | ALUPRES SWITCHED SOCKET IN ALUMINIUM ALLOY WITH MECHANICAL INTERLOCK AND FUSE-HOLDER 125A 3P+N+E 250/440-265/460V~ 60HZ 11H IP66/67/69 | 1 | 12.2 | 2374.4255
| P472411 | NAVE WATERTIGHT SOCKET-OUTLET UNAV 2169 FOR REFRIGERATED CONTAINERS WITH SWITCH IN BRASS ENCLOSURE 32A 400V 3P+E 3H 2X1" IP66 | 1 | 10 | 2009.4327
| P472418 | ALUPRES SWITCHED SOCKET IN ALUMINIUM ALLOY WITH MECHANICAL INTERLOCK AND FUSE-HOLDER 125A 3P+E 380-415V 50-60HZ 6H IP66/67/69 | 1 | 11.5 | 1670.7855
| P472428 | ALUPRES SWITCHED SOCKET IN ALUMINIUM ALLOY WITH MECHANICAL INTERLOCK AND FUSE-HOLDER 125A 3P+N+E 200/346-240/415V~ 50-60HZ 6H IP66/67/69 | 1 | 11.85 | 1844.7164
| P472433 | ALUPRES SWITCHED SOCKET IN ALUMINIUM ALLOY WITH MECHANICAL INTERLOCK AND FUSE-HOLDER 16A 2P+E 380-415V 50-60HZ 9H IP67 | 1 | 1.7 | 366.3164
| P472436 | ALUPRES SWITCHED SOCKET IN ALUMINIUM ALLOY WITH MECHANICAL INTERLOCK AND FUSE-HOLDER 32A 2P+E 380-415V 50-60HZ 9H IP66/67/69 | 1 | 3.2 | 602.1782
| P472436EX | ALU-EX 2P+T 32A 9H IP66 ZONE ATEX 2D 3G | 1 |  | 752.3855
| P472437 | ALUPRES SWITCHED SOCKET IN ALUMINIUM ALLOY WITH MECHANICAL INTERLOCK AND FUSE-HOLDER 63A 2P+E 380-415V 50-60HZ 9H IP66/67/69 | 1 | 4.8 | 859.1164
| P472437EX | ALUPRES-EX SWITCHED SOCKET IN ALUMINIUM ALLOY WITH MECHANICAL INTERLOCK AND FUSE-HOLDER 63A 2P+E 380-400V 50-60HZ 9H 2D3G | 1 | 5 | 1042.2618
| P472443 | ALUPRES SWITCHED SOCKET IN ALUMINIUM ALLOY WITH MECHANICAL INTERLOCK AND FUSE-HOLDER 16A 3P+E 380-415V 50-60HZ 6H IP67 | 1 | 1.717 | 346.5382
| P472446 | ALUPRES SWITCHED SOCKET IN ALUMINIUM ALLOY WITH MECHANICAL INTERLOCK AND FUSE-HOLDER 32A 3P+E 380-415V 50-60HZ 6H IP66/67/69 | 1 | 3.377 | 513.8764
| P472446EX | ATEX WALL-MOUNTING INTERLOCKED SOCKET-OUTLET WITH FUSE-HOLDER BASE IN MODULAR ENCLOSURE IN ALUMINIUM 32A 380V 3P+E 6H IP66 | 1 | 3.387 | 656.1927
| P472447 | ALUPRES SWITCHED SOCKET IN ALUMINIUM ALLOY WITH MECHANICAL INTERLOCK AND FUSE-HOLDER 63A 3P+E 380-415V 50-60HZ 6H IP66/67/69 | 1 | 4.812 | 761.6
| P472447EX | ATEX WALL-MOUNTING INTERLOCKED SOCKET-OUTLET WITH FUSE-HOLDER BASE IN MODULAR ENCLOSURE IN ALUMINIUM 63A 380V 3P+E 6H IP66 | 1 | 5.2 | 973.7382
| P472453 | ALUPRES SWITCHED SOCKET IN ALUMINIUM ALLOY WITH MECHANICAL INTERLOCK AND FUSE-HOLDER 16A 3P+N+E 380-415V 50-60HZ 6H IP67 | 1 | 1.75 | 386.0691
| P472456 | ALUPRES SWITCHED SOCKET IN ALUMINIUM ALLOY WITH MECHANICAL INTERLOCK AND FUSE-HOLDER 32A 3P+N+E 200/346-240/415V~ 50-60HZ 6H IP66/67/69 | 1 | 3.179 | 566.5927
| P472456EX | ATEX WALL-MOUNTING INTERLOCKED SOCKET-OUTLET WITH FUSE-HOLDER BASE IN MODULAR ENCLOSURE IN ALUMINIUM 32A 380V 3P+N+E 6H IP66 | 1 | 3.73 | 722.0691
| P472457 | ALUPRES SWITCHED SOCKET IN ALUMINIUM ALLOY WITH MECHANICAL INTERLOCK AND FUSE-HOLDER 63A 3P+N+E 200/346-240/415V~ 50-6HZ 6H IP66/67/69 | 1 | 5.2 | 872.2764
| P472457EX | ATEX WALL-MOUNTING INTERLOCKED SOCKET-OUTLET WITH FUSE-HOLDER BASE IN MODULAR ENCLOSURE IN ALUMINIUM 63A 380V 3P+N+E 6H IP66 | 1 | 5.2 | 1123.9709
| P472463 | ALUPRES SWITCHED SOCKET IN ALUMINIUM ALLOY WITH MECHANICAL INTERLOCK AND FUSE-HOLDER 16A 3P+E 440-460V 60HZ 11H IP67 | 1 | 1.756 | 450.6473
| P472466 | ALUPRES SWITCHED SOCKET IN ALUMINIUM ALLOY WITH MECHANICAL INTERLOCK AND FUSE-HOLDER 32A 3P+E 440-460V 60HZ 11H IP66/67/69 | 1 | 3.342 | 657.5164
| P472473 | ALUPRES SWITCHED SOCKET IN ALUMINIUM ALLOY WITH MECHANICAL INTERLOCK AND FUSE-HOLDER 16A 3P+E >50V 50-60HZ 12H IP67 | 1 | 1.69 | 450.6473
| P472486 | ALUPRES SWITCHED SOCKET IN ALUMINIUM ALLOY WITH MECHANICAL INTERLOCK AND FUSE-HOLDER 32A 3P+E 380V 50HZ-440V 60HZ 50/60HZ 3H IP66/67/69 | 1 | 3.102 | 657.5164
| P472496 | ALUPRES SWITCHED SOCKET IN ALUMINIUM ALLOY WITH MECHANICAL INTERLOCK AND FUSE-HOLDER 32A 3P+E >50V 50-60HZ 12H IP67 | 1 | 3.312 | 657.5164
| P472518 | ALUPRES SWITCHED SOCKET IN ALUMINIUM ALLOY WITH MECHANICAL INTERLOCK AND FUSE-HOLDER 125A 3P+E 480-500V~ 50-60HZ 7H IP66/67/69 | 1 | 11.47 | 1926.4
| P472528 | ALUPRES SWITCHED SOCKET IN ALUMINIUM ALLOY WITH MECHANICAL INTERLOCK AND FUSE-HOLDER 125A 3P+N+E 480-500V 50-60HZ 7H IP65 | 1 | 11.78 | 1881.6
| P472533 | ALUPRES SWITCHED SOCKET IN ALUMINIUM ALLOY WITH MECHANICAL INTERLOCK AND FUSE-HOLDER 16A 3P+N+E 250/440-265/460V 60HZ 11H IP67 | 1 | 1.841 | 507.3091
| P472536 | ALUPRES SWITCHED SOCKET IN ALUMINIUM ALLOY WITH MECHANICAL INTERLOCK AND FUSE-HOLDER 32A 3P+N+E 250/440-265/460V 60HZ 11H IP66/67/69 | 1 | 3.412 | 728.6618
| P472543 | ALUPRES SWITCHED SOCKET IN ALUMINIUM ALLOY WITH MECHANICAL INTERLOCK AND FUSE-HOLDER 16A 3P+E 480-500V 50-60HZ 7H IP67 | 1 | 1.71 | 393.9855
| P472546 | ALUPRES SWITCHED SOCKET IN ALUMINIUM ALLOY WITH MECHANICAL INTERLOCK AND FUSE-HOLDER 32A 3P+E 480-500V 50-60HZ 7H IP66/67/69 | 1 | 3.376 | 577.1309
| P472546EX | ATEX WALL-MOUNTING INTERLOCKED SOCKET-OUTLET WITH FUSE-HOLDER BASE IN MODULAR ENCLOSURE IN ALUMINIUM 32A 500V 3P+E 7H IP66 2D3G | 1 | 3.3 | 722.0691
| P472547 | ALUPRES SWITCHED SOCKET IN ALUMINIUM ALLOY WITH MECHANICAL INTERLOCK AND FUSE-HOLDER 63A 3P+E 480-500V 50-60HZ 7H IP66/67/69 | 1 | 5.119 | 893.3782
| P472547EX | ATEX WALL-MOUNTING INTERLOCKED SOCKET-OUTLET WITH FUSE-HOLDER BASE IN MODULAR ENCLOSURE IN ALUMINIUM 63A 500V 3P+E 7H IP66 2D3G | 1 | 5.2 | 1134.5091
| P472553 | ALUPRES SWITCHED SOCKET IN ALUMINIUM ALLOY WITH MECHANICAL INTERLOCK AND FUSE-HOLDER 16A 3P+N+E 480-500V 50-60HZ 7H IP67 | 1 | 1.8 | 492.8
| P472556 | ALUPRES SWITCHED SOCKET IN ALUMINIUM ALLOY WITH MECHANICAL INTERLOCK AND FUSE-HOLDER 32A 3P+N+E 480-500V 50-60HZ 7H IP66/67/69 | 1 | 3.421 | 716.8
| P472556EX | ALU-EX 3P+N+T 32A 500V 7H IP66 ZONE ATEX 2D 3G | 1 |  | 902.5927
| P472557 | ALUPRES SWITCHED SOCKET IN ALUMINIUM ALLOY WITH MECHANICAL INTERLOCK AND FUSE-HOLDER 63A 3P+N+E 277/480-288/500V~ 50-60HZ 7H IP66/67/69 | 1 | 5.211 | 880.1927
| P472557EX | ALUPRES-EX SWITCHED SOCKET IN ALUMINIUM ALLOY WITH MECHANICAL INTERLOCK AND FUSE-HOLDER 63A 3P+N+E 480-500V 50-60HZ 7H 2D3G | 1 | 5.2 | 1295.2545
| P472558 | ALUPRES SWITCHED SOCKET IN ALUMINIUM ALLOY WITH MECHANICAL INTERLOCK AND FUSE-HOLDER 63A 3P+E 600-690V 50-60HZ 5H IP67 | 1 | 3.36 | 880.1927
| P472560 | ALUPRES SWITCHED SOCKET IN ALUMINIUM ALLOY WITH MECHANICAL INTERLOCK AND FUSE-HOLDER 32A 3P+E 600-690V 50-60HZ 5H IP67 | 1 | 3.312 | 579.7782
| P472561 | ALUPRES SWITCHED SOCKET IN ALUMINIUM ALLOY WITH MECHANICAL INTERLOCK AND FUSE-HOLDER 32A 3P+N+E 600-690V 50-60HZ 5H IP67 | 1 | 3.415 | 716.8
| P472586 | ALUPRES SWITCHED SOCKET IN ALUMINIUM ALLOY WITH MECHANICAL INTERLOCK AND FUSE-HOLDER 32A 3P+N+E 380V 50HZ-440V 60HZ 3H IP67 | 1 | 3.48 | 728.6618
| P472610 | TAIS SWITCHED SOCKET IN THERMOSETTING (GRP) WITH MECHANICAL INTERLOCK AND FUSE-HOLDER 16A 2P+E 100-130V 4H 50-60HZ IP66/IP67 | 1 | 1.6 | 322.8145
| P472611 | TAIS SWITCHED SOCKET IN THERMOSETTING (GRP) WITH MECHANICAL INTERLOCK AND FUSE-HOLDER 32A 2P+E 100-130V 4H 50-60HZ IP67 | 1 | 3.5 | 515.2
| P472611EX | TAIS-EX 2P+T 32A* 110V 4H IP66 ZONE ATEX 2D 3G | 1 | 3.68 | 636.4145
| P472612 | TAIS SWITCHED SOCKET IN THERMOSETTING (GRP) WITH MECHANICAL INTERLOCK AND FUSE-HOLDER 63A 2P+E 100-130V 4H 50-60HZ | 1 | 4.9 | 786.6473
| P472612EX | TAIS-EX 2P+T 63A 110V 4H IP66 ZONE ATEX 2D3G | 1 | 3.805 | 930.2618
| P472620 | TAIS SWITCHED SOCKET IN THERMOSETTING (GRP) WITH MECHANICAL INTERLOCK AND FUSE-HOLDER 16A 2P+E 200-250V 6H 50-60HZ IP66/IP67 | 1 | 1.592 | 246.4
| P472621 | TAIS SWITCHED SOCKET IN THERMOSETTING (GRP) WITH MECHANICAL INTERLOCK AND FUSE-HOLDER 32A 2P+E 200-250V 6H 50-60HZ IP67 | 1 | 3.076 | 378.1782
04-37-472621Ε | P472621EX | ATEX WALL-MOUNTING INTERLOCKED SOCKET-OUTLET WITH FUSE-HOLDER BASE IN MODULAR THERMOSETTING ENCLOSURE 32A 220V 2P+E 6H IP66 2D3G | 1 | 3.405 | 558.6764
| P472622 | TAIS SWITCHED SOCKET IN THERMOSETTING (GRP) WITH MECHANICAL INTERLOCK AND FUSE-HOLDER 63A 2P+E 200-250V~ 6H 50-60HZ | 1 | 4.9 | 691.7782
| P472622EX | TAIS-EX 2P+T 63A 230V 6H IP66 ZONE ATEX 2D3G | 1 | 3.805 | 845.9309
| P472623 | ALUPRES SWITCHED SOCKET IN ALUMINIUM ALLOY WITH MECHANICAL INTERLOCK AND EN50022 RAIL 16A 2P+E 200-250V 50-60HZ 6H IP66/67/69 | 1 | 2.794 | 455.9164
| P472624 | ALUPRES SWITCHED SOCKET IN ALUMINIUM ALLOY WITH MECHANICAL INTERLOCK AND EN50022 RAIL 32A 2P+E 200-250V 50-60HZ 6H IP66/67/69 | 1 | 2.796 | 507.3091
| P472630 | TAIS SWITCHED SOCKET IN THERMOSETTING (GRP) WITH MECHANICAL INTERLOCK AND FUSE-HOLDER 16A 2P+E 380-415V 50-60HZ 9H IP66/IP67 | 1 | 1.6 | 292.5236
| P472631 | TAIS SWITCHED SOCKET IN THERMOSETTING (GRP) WITH MECHANICAL INTERLOCK AND FUSE-HOLDER 32A 2P+E 380-415V 50-60HZ 9H IP67 | 1 | 3.12 | 515.2
| P472631EX | TAIS-EX 2P+T 32A* 400V 9H IP66 ZONE ATEX 2D 3G | 1 | 3.68 | 608.7455
| P472632 | TAIS SWITCHED SOCKET IN THERMOSETTING (GRP) WITH MECHANICAL INTERLOCK AND FUSE-HOLDER 63A 2P+E 380-415V 50-60HZ 9H | 1 | 4.9 | 748.44
| P472632EX | TAIS-EX 2P+T 63A 400V 9H IP66 ZONE ATEX 2D3G | 1 | 3.805 | 845.9309
| P472640 | TAIS SWITCHED SOCKET IN THERMOSETTING (GRP) WITH MECHANICAL INTERLOCK AND FUSE-HOLDER 16A 2P+E >50V 50-60HZ 12H IP66/IP67 | 1 | 1.6 | 351.8073
| P472641 | TAIS SWITCHED SOCKET IN THERMOSETTING (GRP) WITH MECHANICAL INTERLOCK AND FUSE-HOLDER 32A 2P+E >50V 50-60HZ 12H IP67 | 1 | 3.6 | 528.3855
| P472642 | TAIS SWITCHED SOCKET IN THERMOSETTING (GRP) WITH MECHANICAL INTERLOCK AND FUSE-HOLDER 63A 2P+E >50V 50-60HZ 12H | 1 | 4.9 | 786.6473
| P472647 | ALUPRES SWITCHED SOCKET IN ALUMINIUM ALLOY WITH MECHANICAL INTERLOCK AND EN50022 RAIL 63A 3P+N+E 200/346-240/415V~ 6H 50-60HZ IP66/67/69 | 1 | 4.842 | 1055.4473
| P472648 | ALUPRES SWITCHED SOCKET IN ALUMINIUM ALLOY WITH MECHANICAL INTERLOCK AND EN50022 RAIL 3P+E 125A 200/346-240/415V~ 6H IP66/67/69 | 1 | 4.7 | 1847.3636
| P472649 | ALUPRES SWITCHED SOCKET IN ALUMINIUM ALLOY WITH MECHANICAL INTERLOCK AND EN50022 RAIL 3P+N+E 125A 380-415V~ 6H IP66/67/69 | 1 | 4.7 | 2026.5636
| P472650 | TAIS SWITCHED SOCKET IN THERMOSETTING (GRP) WITH MECHANICAL INTERLOCK AND FUSE-HOLDER 16A 2P+E >50V 100-300HZ 10H IP66/IP67 | 1 | 1.9 | 351.8073
| P472651 | TAIS SWITCHED SOCKET IN THERMOSETTING (GRP) WITH MECHANICAL INTERLOCK AND FUSE-HOLDER 32A 2P+E >50V 100-300HZ 10H IP67 | 1 | 3.5 | 528.3855
| P472660 | TAIS SWITCHED SOCKET IN THERMOSETTING (GRP) WITH MECHANICAL INTERLOCK AND FUSE-HOLDER 16A 2P+E >50V >300-500HZ 2H IP66/IP67 | 1 | 1.6 | 351.8073
| P472661 | TAIS SWITCHED SOCKET IN THERMOSETTING (GRP) WITH MECHANICAL INTERLOCK AND FUSE-HOLDER 32A 2P+E >50V >300-500HZ 2H IP67 | 1 | 3.087 | 528.3855
| P472670 | TAIS SWITCHED SOCKET IN THERMOSETTING (GRP) WITH MECHANICAL INTERLOCK AND FUSE-HOLDER 16A 2P+E >50÷250VDC 3H IP66/IP67 | 1 | 1.6 | 351.8073
| P472671 | TAIS SWITCHED SOCKET IN THERMOSETTING (GRP) WITH MECHANICAL INTERLOCK AND FUSE-HOLDER 32A 2P+E >50÷250 VDC 3H IP67 | 1 | 3.6 | 528.3855
| P472672 | TAIS SWITCHED SOCKET IN THERMOSETTING (GRP) WITH MECHANICAL INTERLOCK AND FUSE-HOLDER 63A 2P+E >50÷250VDC 3H | 1 | 4.9 | 786.6473
| P472710 | TAIS SWITCHED SOCKET IN THERMOSETTING (GRP) WITH MECHANICAL INTERLOCK AND FUSE-HOLDER 16A 3P+E 100-130V 4H 50-60HZ IP66/IP67 | 1 | 1.645 | 333.3782
| P472711 | TAIS SWITCHED SOCKET IN THERMOSETTING (GRP) WITH MECHANICAL INTERLOCK AND FUSE-HOLDER 32A 3P+E 100-130V 4H 50-60HZ IP67 | 1 | 3.2 | 496.7455
| P472711EX | ATEX WALL-MOUNTING INTERLOCKED SOCKET-OUTLET WITH FUSE-HOLDER BASE IN MODULAR THERMOSETTING ENCLOSURE 32A 110V 3P+E 4H IP66 2D3G | 1 | 3.539 | 678.5927
| P472712 | TAIS SWITCHED SOCKET IN THERMOSETTING (GRP) WITH MECHANICAL INTERLOCK AND FUSE-HOLDER 63A 3P+E 100-130V 4H 50-60HZ | 1 | 4.9 | 793.24
| P472712EX | TAIS-EX 3P+T 63A 110V 4H IP66 ZONE ATEX 2D3G | 1 | 3.805 | 1001.4073
| P472720 | TAIS SWITCHED SOCKET IN THERMOSETTING (GRP) WITH MECHANICAL INTERLOCK AND FUSE-HOLDER 16A 3P+E 200-250V 9H 50-60HZ IP66/IP67 | 1 | 1.7 | 321.5164
| P472721 | TAIS SWITCHED SOCKET IN THERMOSETTING (GRP) WITH MECHANICAL INTERLOCK AND FUSE-HOLDER 32A 3P+E 200-250V 9H 50-60HZ IP67 | 1 | 3.2 | 496.7455
| P472721EX | ATEX WALL-MOUNTING INTERLOCKED SOCKET-OUTLET WITH FUSE-HOLDER BASE IN MODULAR THERMOSETTING ENCLOSURE 32A 220V 3P+E 9H IP66 2D3G | 1 | 3.75 | 678.5927
| P472722 | TAIS SWITCHED SOCKET IN THERMOSETTING (GRP) WITH MECHANICAL INTERLOCK AND FUSE-HOLDER 63A 3P+E 200-250V 9H 50-60HZ | 1 | 4.9 | 681.24
| P472722EX | ATEX WALL-MOUNTING INTERLOCKED SOCKET-OUTLET WITH FUSE-HOLDER BASE IN INSULATING MODULAR ENCLOSURE 63A 220V 3P+E 9H IP66 2D3G | 1 | 5.2 | 914.4545
| P472730 | TAIS SWITCHED SOCKET IN THERMOSETTING (GRP) WITH MECHANICAL INTERLOCK AND FUSE-HOLDER 16A 3P+E 380-415V 50-60HZ 6H IP66/IP67 | 1 | 1.668 | 268.8
| P472731 | TAIS SWITCHED SOCKET IN THERMOSETTING (GRP) WITH MECHANICAL INTERLOCK AND FUSE-HOLDER 32A 3P+E 380-415V 50- 60HZ 6H IP67 | 1 | 3.212 | 425.6
04-37-472731Ε | P472731EX | ATEX WALL-MOUNTING INTERLOCKED SOCKET-OUTLET WITH FUSE-HOLDER BASE IN MODULAR THERMOSETTING ENCLOSURE 32A 380V 3P+E 6H IP66 2D3G | 1 | 3.565 | 610.0691
| P472732 | TAIS SWITCHED SOCKET IN THERMOSETTING (GRP) WITH MECHANICAL INTERLOCK AND FUSE-HOLDER 63A 3P+E 380-415V 50-60HZ 6H | 1 | 4.9 | 595.5855
04-37-472732Ε | P472732EX | ATEX WALL-MOUNTING INTERLOCKED SOCKET-OUTLET WITH FUSE-HOLDER BASE IN INSULATING MODULAR ENCLOSURE 63A 380V 3P+E 6H IP66 2D3G | 1 | 5.477 | 872.2764
| P472733 | ALUPRES SWITCHED SOCKET IN ALUMINIUM ALLOY WITH MECHANICAL INTERLOCK AND EN50022 RAIL 16A 3P+E 380-415V 50-60HZ 6H IP66/67/69 | 1 | 2.726 | 519.1455
| P472734 | ALUPRES SWITCHED SOCKET IN ALUMINIUM ALLOY WITH MECHANICAL INTERLOCK AND EN50022 RAIL 32A 3P+E 380-415V 50-60HZ 6H IP66/67/69 | 1 | 2.838 | 519.1455
| P472735 | ALUPRES SWITCHED SOCKET IN ALUMINIUM ALLOY WITH MECHANICAL INTERLOCK AND EN50022 RAIL 32A 3P+E 380V 50HZ-440V 60HZ 50/60HZ 3H IP66/67/69 | 1 | 2.942 | 519.1455
| P472740 | TAIS SWITCHED SOCKET IN THERMOSETTING (GRP) WITH MECHANICAL INTERLOCK AND FUSE-HOLDER 16A 3P+E 440-460V 60HZ 11H IP66/IP67 | 1 | 1.7 | 372.8836
| P472741 | TAIS SWITCHED SOCKET IN THERMOSETTING (GRP) WITH MECHANICAL INTERLOCK AND FUSE-HOLDER 32A 3P+E 440-460V 60HZ 11H IP67 | 1 | 3.202 | 524.4145
| P472742 | TAIS SWITCHED SOCKET IN THERMOSETTING (GRP) WITH MECHANICAL INTERLOCK AND FUSE-HOLDER 63A 3P+E 440-460V 60HZ 11H | 1 | 4.9 | 793.24
| P472750 | TAIS SWITCHED SOCKET IN THERMOSETTING (GRP) WITH MECHANICAL INTERLOCK AND FUSE-HOLDER 16A 3P+E 480-500V 50-60HZ 7H IP66/IP67 | 1 | 1.7 | 322.8145
| P472751 | TAIS SWITCHED SOCKET IN THERMOSETTING (GRP) WITH MECHANICAL INTERLOCK AND FUSE-HOLDER 32A 3P+E 480-500V 50-60HZ 7H IP67 | 1 | 3.6 | 496.7455
| P472751EX | ATEX WALL-MOUNTING INTERLOCKED SOCKET-OUTLET WITH FUSE-HOLDER BASE IN MODULAR THERMOSETTING ENCLOSURE 32A 500V 3P+E 7H IP66 2D3G | 1 | 3.818 | 678.5927
| P472752 | TAIS SWITCHED SOCKET IN THERMOSETTING (GRP) WITH MECHANICAL INTERLOCK AND FUSE-HOLDER 63A 3P+E 480-500V 50-60HZ 7H | 1 | 4.9 | 681.24
| P472752EX | ATEX WALL-MOUNTING INTERLOCKED SOCKET-OUTLET WITH FUSE-HOLDER BASE IN INSULATING MODULAR ENCLOSURE 63A 500V 3P+E 7H IP66 2D3G | 1 | 5.26 | 914.4545
| P472754 | TAIS SWITCHED SOCKET IN THERMOSETTING (GRP) WITH MECHANICAL INTERLOCK AND FUSE-HOLDER 32A 3P+E 600-690V 50-60HZ 5H IP67 | 1 | 3.621 | 496.7455
| P472755 | TAIS SWITCHED SOCKET IN THERMOSETTING (GRP) WITH MECHANICAL INTERLOCK AND FUSE-HOLDER 3P+E 63A 600-690V 50-60HZ 5H | 1 | 4.9 | 681.24
| P472760 | TAIS SWITCHED SOCKET IN THERMOSETTING (GRP) WITH MECHANICAL INTERLOCK AND FUSE-HOLDER 16A 3P+E >50V 50-60HZ 12H IP66/IP67 | 1 | 1.645 | 349.1855
| P472761 | TAIS SWITCHED SOCKET IN THERMOSETTING (GRP) WITH MECHANICAL INTERLOCK AND FUSE-HOLDER 32A 3P+E >50V 50-60HZ 12H IP67 | 1 | 3.6 | 570.5382
| P472762 | TAIS SWITCHED SOCKET IN THERMOSETTING (GRP) WITH MECHANICAL INTERLOCK AND FUSE-HOLDER 63A 3P+E >50V 50-60HZ 12H | 1 | 4.9 | 793.24
| P472771 | TAIS SWITCHED SOCKET IN THERMOSETTING (GRP) WITH MECHANICAL INTERLOCK AND FUSE-HOLDER 32A 3P+E 380/440 V 50/60HZ 3H IP67 | 1 | 3.608 | 524.4145
| P472780 | TAIS SWITCHED SOCKET IN THERMOSETTING (GRP) WITH MECHANICAL INTERLOCK AND FUSE-HOLDER 16A 3P+E >50V 100-300HZ 10H IP66/IP67 | 1 | 1.7 | 334.6764
| P472781 | TAIS SWITCHED SOCKET IN THERMOSETTING (GRP) WITH MECHANICAL INTERLOCK AND FUSE-HOLDER 32A 3P+E >50V 100-300HZ 10H IP67 | 1 | 3.6 | 524.4145
| P472790 | TAIS SWITCHED SOCKET IN THERMOSETTING (GRP) WITH MECHANICAL INTERLOCK AND FUSE-HOLDER 16A 3P+E >50V >300-500HZ 2H IP66/IP67 | 1 | 2 | 372.8836
| P472791 | TAIS SWITCHED SOCKET IN THERMOSETTING (GRP) WITH MECHANICAL INTERLOCK AND FUSE-HOLDER 32A 3P+E >50V >300-500HZ 2H IP67 | 1 | 3.2 | 570.5382
| P472810 | TAIS SWITCHED SOCKET IN THERMOSETTING (GRP) WITH MECHANICAL INTERLOCK AND FUSE-HOLDER 16A 3P+N+E 100-130V 4H 50-60HZ IP66/IP67 | 1 | 1.7 | 376.8545
| P472811 | TAIS SWITCHED SOCKET IN THERMOSETTING (GRP) WITH MECHANICAL INTERLOCK AND FUSE-HOLDER 32A 3P+N+E 100-130V 4H 50-60HZ IP67 | 1 | 3.6 | 588.9927
| P472811EX | ATEX WALL-MOUNTING INTERLOCKED SOCKET-OUTLET WITH FUSE-HOLDER BASE IN MODULAR THERMOSETTING ENCLOSURE 32A 110V 3P+N+E 4H IP66 2D3G | 1 | 3.908 | 797.1855
| P472812 | TAIS SWITCHED SOCKET IN THERMOSETTING (GRP) WITH MECHANICAL INTERLOCK AND FUSE-HOLDER 63A 3P+N+E 100-130V 4H 50-60HZ | 1 | 4.9 | 865.7091
| P472812EX | TAIS-EX 3P+N+T 63A 110V 4H IP66 ZONE ATEX 2D3G | 1 | 3.805 | 1063.3382
| P472820 | TAIS SWITCHED SOCKET IN THERMOSETTING (GRP) WITH MECHANICAL INTERLOCK AND FUSE-HOLDER 16A 3P+N+E 200-250V 9H 50-60HZ IP66/IP67 | 1 | 1.7 | 376.8545
| P472821 | TAIS SWITCHED SOCKET IN THERMOSETTING (GRP) WITH MECHANICAL INTERLOCK AND FUSE-HOLDER 32A 3P+N+E 200-250V 9H 50-60HZ IP67 | 1 | 3.2 | 588.9927
| P472821EX | TAIS-EX 3P+N+T 32A* 230V 9H IP66 ZONE ATEX 2D 3G | 1 | 3.615 | 762.9236
| P472822 | TAIS SWITCHED SOCKET IN THERMOSETTING (GRP) WITH MECHANICAL INTERLOCK AND FUSE-HOLDER 63A 3P+N+E 200-250V 9H 50-60HZ | 1 | 4.9 | 865.7091
| P472822EX | TAIS-EX 3P+N+T 63A 23V 9H IP66 ZONE ATEX 2D3G | 1 | 3.805 | 1063.3382
| P472830 | TAIS SWITCHED SOCKET IN THERMOSETTING (GRP) WITH MECHANICAL INTERLOCK AND FUSE-HOLDER 16A 3P+N+E 380-415V 50-60HZ 6H IP66/IP67 | 1 | 1.7 | 292.5236
| P472831 | TAIS SWITCHED SOCKET IN THERMOSETTING (GRP) WITH MECHANICAL INTERLOCK AND FUSE-HOLDER 32A 3P+N+E 200/346- 240/415V 50-60HZ 6H IP67 | 1 | 3.248 | 459.8618
04-37-72831 | P472831EX | ATEX WALL-MOUNTING INTERLOCKED SOCKET-OUTLET WITH FUSE-HOLDER BASE IN MODULAR THERMOSETTING ENCLOSURE 32A 380V 3P+N+E 6H IP66 2D3G | 1 | 3.649 | 665.4073
| P472832 | TAIS SWITCHED SOCKET IN THERMOSETTING (GRP) WITH MECHANICAL INTERLOCK AND FUSE-HOLDER 63A 3P+N+E 380-415V 50-60HZ 6H | 1 | 4.9 | 665.4073
04-37-472832Ε | P472832EX | ATEX WALL-MOUNTING INTERLOCKED SOCKET-OUTLET WITH FUSE-HOLDER BASE IN INSULATING MODULAR ENCLOSURE 63A 400V 3P+N+E 6H IP66 2D3G | 1 | 5.588 | 957.9309
| P472840 | TAIS SWITCHED SOCKET IN THERMOSETTING (GRP) WITH MECHANICAL INTERLOCK AND FUSE-HOLDER 16A 3P+N+E 480-500V 50-60HZ 7H IP66/IP67 | 1 | 1.7 | 376.8545
| P472841 | TAIS SWITCHED SOCKET IN THERMOSETTING (GRP) WITH MECHANICAL INTERLOCK AND FUSE-HOLDER 32A 3P+N+E 480-500V 50-60HZ 7H IP67 | 1 | 3.2 | 588.9927
| P472841EX | TAIS-EX PRESA INTERBLOCCATA CON FUSIBILI 3P+N+T 32A* 500V 7H IP66 PER UTILIZZO IN ZONA ATEX 2D 3G | 1 | 3.68 | 764.2473
| P472842 | TAIS SWITCHED SOCKET IN THERMOSETTING (GRP) WITH MECHANICAL INTERLOCK AND FUSE-HOLDER 3P+N+E 63A 277/480-288/500V~ 50-60Hz 7H | 1 | 4.9 | 838.04
| P472842EX | ATEX WALL-MOUNTING INTERLOCKED SOCKET-OUTLET WITH FUSE-HOLDER BASE IN INSULATING MODULAR ENCLOSURE 63A 500V 3P+N+E 7H IP66 2D3G | 1 | 5.44 | 944.7709
| P472843 | ALUPRES SWITCHED SOCKET IN ALUMINIUM ALLOY WITH MECHANICAL INTERLOCK AND EN50022 RAIL 16A 3P+N+E 200/346-240/415V~ 6H 50-60HZ IP66/67/69 | 1 | 2.842 | 571.8618
| P472844 | ALUPRES SWITCHED SOCKET IN ALUMINIUM ALLOY WITH MECHANICAL INTERLOCK AND EN50022 RAIL 32A 3P+N+E 200/346-240/415V 6H 50-60HZ IP66/67/69 | 1 | 3.069 | 606.1236
| P472850 | TAIS SWITCHED SOCKET IN THERMOSETTING (GRP) WITH MECHANICAL INTERLOCK AND FUSE-HOLDER 16A 3P+N+E 250/440-265/460V 60HZ 11H IP66/IP67 | 1 | 1.7 | 407.1455
| P472851 | TAIS SWITCHED SOCKET IN THERMOSETTING (GRP) WITH MECHANICAL INTERLOCK AND FUSE-HOLDER 32A 3P+N+E 250/440-265/460V 60HZ 11H IP67 | 1 | 3.6 | 562.6473
| P472852 | TAIS SWITCHED SOCKET IN THERMOSETTING (GRP) WITH MECHANICAL INTERLOCK AND FUSE-HOLDER 63A 3P+N+E 250/440-265/460V 60HZ 11H | 1 | 4.9 | 865.7091
| P472854 | TAIS SWITCHED SOCKET IN THERMOSETTING (GRP) WITH MECHANICAL INTERLOCK AND FUSE-HOLDER 32A 3P+N+E 600-690V 50-60HZ 5H IP67 | 1 | 3.6 | 588.9927
| P472855 | TAIS SWITCHED SOCKET IN THERMOSETTING (GRP) WITH MECHANICAL INTERLOCK AND FUSE-HOLDER 3P+N+E 63A 347/600-400/690V~ 50-60HZ 5H IP67 | 1 | 4.9 | 838.04
| P472861 | TAIS SWITCHED SOCKET IN THERMOSETTING (GRP) WITH MECHANICAL INTERLOCK AND FUSE-HOLDER 32A 3P+N+E 220/380V 50HZ-250/440V 60HZ 50/60HZ 3H IP67 | 1 | 3.215 | 562.6473
| P472870 | TAIS SWITCHED SOCKET IN THERMOSETTING (GRP) WITH MECHANICAL INTERLOCK AND FUSE-HOLDER 16A 3P+N+E >50V 100-300HZ 10H IP66/IP67 | 1 | 1.7 | 407.1455
| P472871 | TAIS SWITCHED SOCKET IN THERMOSETTING (GRP) WITH MECHANICAL INTERLOCK AND FUSE-HOLDER 32A 3P+N+E >50V 100-300HZ 10H IP67 | 1 | 3.6 | 562.6473
| P472880 | TAIS SWITCHED SOCKET IN THERMOSETTING (GRP) WITH MECHANICAL INTERLOCK AND FUSE-HOLDER 16A 3P+N+E >50V >300-500HZ 2H IP66/IP67 | 1 | 1.7 | 407.1455
| P472881 | TAIS SWITCHED SOCKET IN THERMOSETTING (GRP) WITH MECHANICAL INTERLOCK AND FUSE-HOLDER 32A 3P+N+E >50V >300-500HZ 2H IP67 | 1 | 3.6 | 562.6473
| P472947 | ALUPRES FITTING IN ALUMINIUM ALLOY X WINDOWS F5 X SOCKET INLET STRAIGHT WATERTIGHT 63A | 1 | 0.553 | 56.7891
| P472948 | ALUPRES FITTING IN ALUMINIUM ALLOY X WINDOWS F5 X SOCKET INLET STRAIGHT WATERTIGHT 125A | 1 | 0.553 | 56.7891
| P472967 | TAIS SUPPORT FOR 90° ANGLED FOR WINDOWS "A" FOR STRAIGHT SOCKETS AND PLUGS 63A 142X113 | 1 | 0.572 | 56.5345
| P472968 | TAIS SUPPORT FOR 90° ANGLED FOR WINDOWS "A" FOR STRAIGHT SOCKETS AND PLUGS 125A 142X113 | 1 | 0.595 | 56
| P472970 | SPARE SOCKET 63A 2P+E 220V 6H | 1 | 0.778 | 270.1236
| P472971 | SPARE SOCKET 63A 3P+E 380V 6H | 1 | 0.855 | 276.7164
| P472972 | SPARE SOCKET 63A 3P+N+E 380V 6H | 1 | 0.92 | 351.8073
| P472977 | TAIS SUPPORT FOR 90° ANGLED FOR WINDOWS "B" FOR STRAIGHT SOCKETS AND PLUGS 63A 207X113 | 1 | 0.557 | 56.5345
| P472978 | TAIS SUPPORT FOR 90° ANGLED FOR WINDOWS "B" FOR STRAIGHT SOCKETS AND PLUGS 125A 207X113 | 1 | 0.58 | 56.5345
| P472980 | SPARE SOCKET 125A 3P+E 380V 6H | 1 | 1.6 | 399.2545
| P472981 | SPARE SOCKET 125A 3P+N+E 380V 6H | 1 | 1.753 | 461.1855
| P472990 | TAIS/ULYSSE SPARE SOCKET+MICROSWITCH FOR SOCKET WITH SAFETY TRANSFORMER | 1 | 0.209 | 97.5164
| P472991 | ALUPRES SPARE SOCKET+MICROSWITCH FOR SOCKET WITH SAFETY TRANSFORMER | 1 | 0.185 | 102.1236
| P472993 | TOPTER/PRIMA SPARE SOCKET+MICROSWITCH FOR SOCKET WITH SAFETY TRANSFORMER | 1 | 0.001 | 99.8836
04-24-47300 2 | P473002 | CEE EXTRA-LOW VOLTAGE STRAIGHT CONNECTOR 16A 2P 20-25V 50-60HZ IP44 | 1 | 0.206 | 23.9782
| P473003 | CEE EXTRA-LOW VOLTAGE STRAIGHT CONNECTOR 16A 2P 20-25V 50-60HZ IP67 | 1 | 0.241 | 46.7855
| P473005 | CEE EXTRA-LOW VOLTAGE STRAIGHT CONNECTOR 32A 2P 20-25V 50-60HZ IP44 | 1 | 0.206 | 33.6
| P473006 | CEE EXTRA-LOW VOLTAGE STRAIGHT CONNECTOR 32A 2P 20-25V 50-60HZ IP67 | 1 | 0.247 | 47.2945
| P473012 | CEE EXTRA-LOW VOLTAGE STRAIGHT CONNECTOR 16A 2P 20-25/40-50V 100-200HZ 4H IP44 | 1 | 0.206 | 35.5855
| P473013 | CEE EXTRA-LOW VOLTAGE STRAIGHT CONNECTOR 16A 2P 20-25/40-50V 100-200HZ 4H IP67 | 1 | 0.241 | 60.0727
| P473015 | CEE EXTRA-LOW VOLTAGE STRAIGHT CONNECTOR 32A 2P 20-25/40-50V 100-200HZ 4H IP44 | 1 | 0.206 | 38.6145
| P473016 | CEE EXTRA-LOW VOLTAGE STRAIGHT CONNECTOR 32A 2P 20-25/40-50V 100-200HZ 4H IP67 | 1 | 0.247 | 60.0727
| P473062 | CEE EXTRA-LOW VOLTAGE STRAIGHT CONNECTOR 16A 3P 20-25V 50-60HZ IP44 | 1 | 0.231 | 44.5455
| P473063 | CEE EXTRA-LOW VOLTAGE STRAIGHT CONNECTOR 16A 3P 20-25V 50-60HZ IP67 | 1 | 0.264 | 56.2545
| P473065 | CEE EXTRA-LOW VOLTAGE STRAIGHT CONNECTOR 32A 3P 20-25V 50-60HZ IP44 | 1 | 0.223 | 38.6145
| P473066 | CEE EXTRA-LOW VOLTAGE STRAIGHT CONNECTOR 32A 3P 20-25V 50-60HZ IP67 | 1 | 0.275 | 63.2545
04-32-47310 2 | P473102 | CEE EXTRA-LOW VOLTAGE STRAIGHT CONNECTOR 16A 2P 40-50V 50-60HZ 12H IP44 | 1 | 0.206 | 29.6545
| P473103 | CEE EXTRA-LOW VOLTAGE STRAIGHT CONNECTOR 16A 2P 40-50V 50-60HZ 12H IP67 | 1 | 0.241 | 47.2945
04-32-47310 5 | P473105 | CEE EXTRA-LOW VOLTAGE STRAIGHT CONNECTOR 32A 2P 40-50V 50-60HZ 12H IP44 | 1 | 0.206 | 29.6545
| P473106 | CEE EXTRA-LOW VOLTAGE STRAIGHT CONNECTOR 32A 2P 40-50V 50-60HZ 12H IP67 | 1 | 0.247 | 47.2945
| P473107 | CEE EXTRA-LOW VOLTAGE STRAIGHT CONNECTOR FOR TWIN CABLE 32A 2P 40-50V 50-60HZ 12H IP67 | 1 | 0.257 | 72.4691
| P473112 | CEE EXTRA-LOW VOLTAGE STRAIGHT CONNECTOR 16A 3P 40-50V 50-60HZ 12H IP44 | 1 | 0.231 | 37.4182
| P473113 | CEE EXTRA-LOW VOLTAGE STRAIGHT CONNECTOR 16A 3P 40-50V 50-60HZ 12H IP67 | 1 | 0.264 | 51.52
| P473115 | CEE EXTRA-LOW VOLTAGE STRAIGHT CONNECTOR 32A 3P 40-50V 50-60HZ 12H IP44 | 1 | 0.223 | 37.4182
| P473116 | CEE EXTRA-LOW VOLTAGE STRAIGHT CONNECTOR 32A 3P 40-50V 50-60HZ 12H IP67 | 1 | 0.275 | 51.52
| P473122 | CEE EXTRA-LOW VOLTAGE STRAIGHT CONNECTOR 16A 3P 20-25/40-50V 100-200HZ 4H IP44 | 1 | 0.231 | 44.5455
| P473123 | CEE EXTRA-LOW VOLTAGE STRAIGHT CONNECTOR 16A 3P 20-25/40-50V 100-200HZ 4H IP67 | 1 | 0.264 | 63.2545
| P473125 | CEE EXTRA-LOW VOLTAGE STRAIGHT CONNECTOR 32A 3P 20-25/40-50V 100-200HZ 4H IP44 | 1 | 0.223 | 51.9273
| P473126 | CEE EXTRA-LOW VOLTAGE STRAIGHT CONNECTOR 32A 3P 20-25/40-50V 100-200HZ 4H IP67 | 1 | 0.275 | 63.2545
| P473203 | CEE STRAIGHT CONNECTOR 16A 2P+E 100-130V 50-60HZ 4H IP67 | 1 | 0.192 | 54.8036
| P473206 | CEE STRAIGHT CONNECTOR 32A 2P+E 100-130V 50-60HZ 4H IP67 | 1 | 0.357 | 77.2036
| P473207 | CEE STRAIGHT CONNECTOR 63A 2P+E 100-130V 50-60HZ 4H IP67 | 1 | 1.298 | 231.9164
| P473226 | CEE STRAIGHT CONNECTOR 32A 3P+N+E 100-130V 50-60HZ 4H IP67 | 1 | 0.447 | 83.2873
| P473227 | CEE STRAIGHT CONNECTOR 63A 3P+N+E 100-130V 50-60HZ 4H IP67 | 1 | 1.429 | 267.4764
| P473228 | CEE STRAIGHT CONNECTOR 125A 3P+N+E 100-130V 50-60HZ 4H IP67 | 1 | 2.254 | 442.7309
| P473303 | CEE STRAIGHT CONNECTOR 16A 2P+E 200-250V 50-60HZ 6H IP67 | 10 | 0.214 | 38.3345
| P473306 | CEE STRAIGHT CONNECTOR 32A 2P+E 200-250V 50-60HZ 6H IP67 | 1 | 0.372 | 52.4364
| P473313 | CEE STRAIGHT CONNECTOR 16A 3P+E 200-250V 50-60HZ 9H IP67 | 1 | 0.239 | 45.8436
| P473323 | CEE STRAIGHT CONNECTOR 16A 3P+N+E 200-250V 50-60HZ 9H IP67 | 1 | 0.273 | 62.1855
| P473326 | CEE STRAIGHT CONNECTOR 32A 3P+N+E 200-250V 50-60HZ 9H IP67 | 1 | 0.453 | 83.2873
| P473327 | CEE STRAIGHT CONNECTOR 63A 3P+N+E 200-250V 50-60HZ 9H IP67 | 1 | 1.387 | 241.1309
| P473328 | CEE STRAIGHT CONNECTOR 125A 3P+N+E 200-250V 50-60HZ 9H IP67 | 1 | 2.197 | 395.3091
| P473336 | ALUPRES SWITCHED SOCKET IN ALUMINIUM ALLOY WITH ELECTRICAL INTERLOCK + MCCB + RCD 63A 3P+E 400V 6H | 1 | 10.14 | 3059.5855
| P473337 | ALUPRES SWITCHED SOCKET IN ALUMINIUM ALLOY WITH ELECTRICAL INTERLOCK + MCCB + RCD 63A 3P+E 500V 7H | 1 | 10.2 | 3059.5855
| P473346 | ALUPRES SWITCHED SOCKET IN ALUMINIUM ALLOY WITH ELECTRICAL INTERLOCK + MCCB + RCD 63A 3P+N+E 400V 6H | 1 | 10.75 | 3294.1491
| P473347 | ALUPRES SWITCHED SOCKET IN ALUMINIUM ALLOY WITH ELECTRICAL INTERLOCK + MCCB + RCD 63A 3P+N+E 500V 7H | 1 | 10.75 | 3294.1491
| P473413 | CEE STRAIGHT CONNECTOR 16A 3P+E 380-415V 50-60HZ 6H IP67 | 10 | 0.236 | 41.1091
| P473416 | CEE STRAIGHT CONNECTOR 32A 3P+E 380-415V 50-60HZ 6H IP67 | 5 | 0.371 | 58.7745
| P473423 | CEE STRAIGHT CONNECTOR 16A 3P+N+E 380-415V 50-60HZ 6H IP67 | 1 | 0.278 | 48.2364
| P473426 | CEE STRAIGHT CONNECTOR 32A 3P+N+E 380-415V 50-60HZ 6H IP67 | 5 | 0.489 | 65.7491
| P473436 | ALUPRES SWITCHED SOCKET IN ALUMINIUM ALLOY WITH ELECTRICAL INTERLOCK + MCCB + RCD 125A 3P+E 400V 6H | 1 | 10.421 | 4974.1491
| P473437 | ALUPRES SWITCHED SOCKET IN ALUMINIUM ALLOY WITH ELECTRICAL INTERLOCK + MCCB + RCD 125A 3P+E 500V 7H | 1 | 10.5 | 4974.1491
| P473446 | ALUPRES SWITCHED SOCKET IN ALUMINIUM ALLOY WITH ELECTRICAL INTERLOCK + MCCB + RCD 125A 3P+N+E 400V 6H | 1 | 11.31 | 5538.0945
| P473447 | ALUPRES SWITCHED SOCKET IN ALUMINIUM ALLOY WITH ELECTRICAL INTERLOCK + MCCB + RCD 125A 3P+N+E 500V 7H | 1 | 11.5 | 5538.0945
| P473466 | CEE STRAIGHT CONNECTOR 32A 3P+E 440-460V 60HZ 11H IP67 | 1 | 0.376 | 85.7818
| P473486 | CEE STRAIGHT CONNECTOR 32A 3P+E 380V 50HZ-440V 60HZ 50/60HZ 3H IP67 | 1 | 0.371 | 25.63
| P473506 | CEE STRAIGHT CONNECTOR 32A 2P+E 480-500V 50-60HZ 7H IP67 | 1 | 0.363 | 67.8618
| P473516 | CEE STRAIGHT CONNECTOR 32A 3P+E 480-500V 50-60HZ 7H IP67 | 1 | 0.373 | 72.5964
| P473528 | CEE STRAIGHT CONNECTOR 32A 3P+N+E 600-690V 50-60HZ 5H IP67 | 1 | 0.444 | 83.2873
| P473529 | CEE STRAIGHT CONNECTOR 63A 3P+N+E 600-690V 50-60HZ 5H IP67 | 1 | 1.168 | 241.1309
| P473530 | CEE STRAIGHT CONNECTOR 125A 3P+N+E 600-690V 50-60HZ 5H IP67 | 1 | 2.183 | 387.3927
| P473537 | CEE STRAIGHT CONNECTOR 63A 3P+N+E 440-460V 60HZ 11H IP67 | 1 | 1.406 | 275.3927
| P473538 | CEE STRAIGHT CONNECTOR 125A 3P+N+E 440-460V 60HZ 11H IP67 | 1 | 2.196 | 450.6473
| P473602 | CEE EXTRA-LOW VOLTAGE STRAIGHT CONNECTOR 16A 2P 20-25/40-50V DC 10H IP44 | 1 | 0.206 | 32.1491
| P473603 | CEE EXTRA-LOW VOLTAGE STRAIGHT CONNECTOR 16A 2P 24-42 DC 10H IP67 | 1 | 0.241 | 46.9127
| P473605 | CEE EXTRA-LOW VOLTAGE STRAIGHT CONNECTOR 32A 2P 24-42 DC 10H IP44 | 1 | 0.206 | 38.6145
| P473606 | CEE EXTRA-LOW VOLTAGE STRAIGHT CONNECTOR 32A 2P 20-25/40-50V DC 10H IP67 | 1 | 0.247 | 46.9127
| P473706 | CEE STRAIGHT CONNECTOR 32A 2P+E >50V 100-300HZ 10H IP67 | 1 | 0.347 | 77.2036
| P473723 | CEE STRAIGHT CONNECTOR 16A 3P+N+E >50V >300-500HZ 2H IP67 | 1 | 0.27 | 62.1855
| P473726 | CEE STRAIGHT CONNECTOR 32A 2P+E >50V >300-500HZ 2H IP67 | 1 | 0.355 | 77.2036
| P473776 | CEE STRAIGHT CONNECTOR 32A 3P+N+E >50V 100-300HZ 10H IP67 | 1 | 0.445 | 83.2873
| P473836 | CEE STRAIGHT CONNECTOR 32A 3P+E >50V 50-60HZ 12H IP67 | 1 | 0.387 | 82.88
| P473901 | CEE EXTRA-LOW VOLTAGE STRAIGHT CONNECTOR FOR TWIN CABLE 63A 2P 48V 50-60HZ 1H IP67 | 1 | 1.309 | 184.4691
| P473951 | CEE EXTRA-LOW VOLTAGE STRAIGHT CONNECTOR FOR HIGH CURRENT 63A 2P 48V 50-60HZ 1H IP67 | 1 | 1.302 | 179.2
| P473952 | CEE EXTRA-LOW VOLTAGE STRAIGHT CONNECTOR FOR HIGH CURRENT 63A 3P 48V 50-60HZ 1H IP67 | 1 | 1.372 | 216.0836
| P473955 | CEE EXTRA-LOW VOLTAGE STRAIGHT CONNECTOR FOR HIGH CURRENT 125A 3P 48V 50-60HZ 1H IP67 | 1 | 1.4 | 330.7309
| P473961 | CEE EXTRA-LOW VOLTAGE PANEL MOUNTED SOCKET, 15° ANGLED, 63A 2P 48V 50-60HZ 1H IP67 | 1 | 1.037 | 144.9382
| P473962 | CEE EXTRA-LOW VOLTAGE PANEL MOUNTED SOCKET, 15° ANGLED, 63A 3P 48V 50-60HZ 1H IP67 | 1 | 1.123 | 156.8
| P473965 | CEE EXTRA-LOW VOLTAGE PANEL MOUNTED SOCKET, 15° ANGLED, 125A 3P 48V 50-60HZ 1H IP67 | 1 | 1.722 | 304.3855
| P473971 | CEE EXTRA-LOW VOLTAGE PANEL MOUNTED SOCKET, STRAIGHT, 63A 2P 48V 50-60HZ 1H IP67 | 1 | 1.053 | 135.7236
| P473972 | CEE EXTRA-LOW VOLTAGE PANEL MOUNTED SOCKET, STRAIGHT, 63A 3P 48V 50-60HZ 1H IP67 | 1 | 1.124 | 144.9382
| P473975 | CEE EXTRA-LOW VOLTAGE PANEL MOUNTED SOCKET, STRAIGHT, 125A 3P 48V 50-60HZ 1H IP67 | 1 | 1.747 | 247.7236
| P474133 | ALUPRES SWITCHED SOCKET IN ALUMINIUM ALLOY WITH MECHANICAL INTERLOCK AND MCB 16A 3P+N+E 250/440-265/460V~ 60HZ 11H IP66/67/69 | 1 | 3.37 | 1089.7091
| P474210 | TAIS SWITCHED SOCKET IN THERMOSETTING (GRP) WITH MECHANICAL INTERLOCK AND MCB 16A 2P+E 100-130V 50-60HZ 4H IP67 | 1 | 3.372 | 621.9309
| P474220 | TAIS SWITCHED SOCKET IN THERMOSETTING (GRP) WITH MECHANICAL INTERLOCK AND MCB 16A 2P+E 200-250V 50-60HZ 6H IP67 | 1 | 3.393 | 525.7382
| P474230 | TAIS SWITCHED SOCKET IN THERMOSETTING (GRP) WITH MECHANICAL INTERLOCK AND MCB 16A 2P+E 380-415V 50-60HZ 9H IP67 | 1 | 3.358 | 570.5382
| P474236 | ALUPRES SWITCHED SOCKET IN ALUMINIUM ALLOY WITH MECHANICAL INTERLOCK AND MCB 32A 2P+E 100-130V 50-60HZ 4H IP66/67/69 | 1 | 3.2 | 953.9855
| P474237 | ALUPRES SWITCHED SOCKET IN ALUMINIUM ALLOY WITH MECHANICAL INTERLOCK AND MCB 63A 2P+E IP66/67/69 100-130V~ 50-60HZ 4H | 1 | 4.3 | 1510.04
| P474246 | ALUPRES SWITCHED SOCKET IN ALUMINIUM ALLOY WITH MECHANICAL INTERLOCK AND MCB 32A 3P+E 100-130V 50-60HZ 4H IP66/67/69 | 1 | 3.3 | 1114.7309
| P474247 | ALUPRES SWITCHED SOCKET IN ALUMINIUM ALLOY WITH MECHANICAL INTERLOCK AND MCB 63A 3P+E IP66/67/69 100-130V~ 50-60HZ 4H | 1 | 4.5 | 1564.0545
| P474256 | ALUPRES SWITCHED SOCKET IN ALUMINIUM ALLOY WITH MECHANICAL INTERLOCK AND MCB 32A 3P+N+E 100-130V 50-60HZ 4H IP66/67/69 | 1 | 3.4 | 1317.6545
| P474257 | ALUPRES SWITCHED SOCKET IN ALUMINIUM ALLOY WITH MECHANICAL INTERLOCK AND MCB 63A 3P+N+E 57/100-75/130V~ 50-60HZ 4H IP66/67/69 | 1 | 4.1 | 1898.7309
| P474310 | TAIS SWITCHED SOCKET IN THERMOSETTING (GRP) WITH MECHANICAL INTERLOCK AND MCB 16A 3P+E 100-130V 50-60HZ 4H IP67 | 1 | 3.6 | 932.9091
| P474320 | TAIS SWITCHED SOCKET IN THERMOSETTING (GRP) WITH MECHANICAL INTERLOCK AND MCB 16A 3P+E 200-250V 50-60HZ 9H IP67 | 1 | 3.523 | 711.5309
| P474330 | TAIS SWITCHED SOCKET IN THERMOSETTING (GRP) WITH MECHANICAL INTERLOCK AND MCB 16A 3P+E 380-415V 50-60HZ 6H IP67 | 1 | 3.498 | 600.8545
| P474336 | ALUPRES SWITCHED SOCKET IN ALUMINIUM ALLOY WITH MECHANICAL INTERLOCK AND MCB 32A 2P+E 200-250V 50-60HZ 6H IP66/67/69 | 1 | 3.068 | 915.7782
| P474337 | ALUPRES SWITCHED SOCKET IN ALUMINIUM ALLOY WITH MECHANICAL INTERLOCK AND MCB 63A 2P+E 200-250V~ 50-60HZ 6H IP66/67/69 | 1 | 4.4 | 1203.0073
| P474340 | TAIS SWITCHED SOCKET IN THERMOSETTING (GRP) WITH MECHANICAL INTERLOCK AND MCB 16A 3P+E 440-460V 60HZ 11H IP67 | 1 | 3.494 | 716.8
| P474346 | ALUPRES SWITCHED SOCKET IN ALUMINIUM ALLOY WITH MECHANICAL INTERLOCK AND MCB 32A 3P+E 200-250V 50-60HZ 9H IP66/67/69 | 1 | 3.279 | 1114.7309
| P474347 | ALUPRES SWITCHED SOCKET IN ALUMINIUM ALLOY WITH MECHANICAL INTERLOCK AND MCB 63A 3P+E 200-250V~ 50-60HZ 9H IP66/67/69 | 1 | 4.523 | 1510.04
| P474356 | ALUPRES SWITCHED SOCKET IN ALUMINIUM ALLOY WITH MECHANICAL INTERLOCK AND MCB 32A 3P+N+E 120/208-144/250V~ 50-60HZ 9H IP66/67/69 | 1 | 3.432 | 1243.8618
| P474357 | ALUPRES SWITCHED SOCKET IN ALUMINIUM ALLOY WITH MECHANICAL INTERLOCK AND MCB 63A 3P+N+E 120/208-144/250V~ 50-60HZ 9H IP66/67/69 | 1 | 4.1 | 1898.7309
| P474387 | ALUPRES SWITCHED SOCKET IN ALUMINIUM ALLOY WITH MECHANICAL INTERLOCK AND MCB 63A 3P+E 440-460V~ 60HZ 11H IP66/67/69 | 1 | 4.5 | 1564.0545
| P474397 | ALUPRES SWITCHED SOCKET IN ALUMINIUM ALLOY WITH MECHANICAL INTERLOCK AND MCB 63A 3P+N+E 250/440-265/460V~ 60HZ 11H IP66/67/69 | 1 | 4.7 | 1898.7309
| P474410 | TAIS SWITCHED SOCKET IN THERMOSETTING (GRP) WITH MECHANICAL INTERLOCK AND MCB 16A 3P+N+E 100-130V 50-60HZ 4H IP67 | 1 | 3.6 | 815.64
| P474420 | TAIS SWITCHED SOCKET IN THERMOSETTING (GRP) WITH MECHANICAL INTERLOCK AND MCB 16A 3P+N+E 200-250V 50-60HZ 9H IP67 | 1 | 3.635 | 815.64
| P474430 | TAIS SWITCHED SOCKET IN THERMOSETTING (GRP) WITH MECHANICAL INTERLOCK AND MCB 16A 3P+N+E 380-415V 50-60HZ 6H IP67 | 1 | 3.578 | 664.1091
| P474436 | ALUPRES SWITCHED SOCKET IN ALUMINIUM ALLOY WITH MECHANICAL INTERLOCK AND MCB 32A 2P+E 380-415V 50-60HZ 9H IP66/67/69 | 1 | 8.95 | 950.04
| P474437 | ALUPRES SWITCHED SOCKET IN ALUMINIUM ALLOY WITH MECHANICAL INTERLOCK AND MCB 63A 2P+E 380-415V 50-60HZ 9H IP66/67/69 | 1 | 4.1 | 1510.04
| P474446 | ALUPRES SWITCHED SOCKET IN ALUMINIUM ALLOY WITH MECHANICAL INTERLOCK AND MCB 32A 3P+E 380-415V 50-60HZ 6H IP66/67/69 | 1 | 3.454 | 944.7709
| P474447 | ALUPRES SWITCHED SOCKET IN ALUMINIUM ALLOY WITH MECHANICAL INTERLOCK AND MCB 63A 3P+E 380-415V 50-60HZ 6H IP66/67/69 | 1 | 4.5 | 1279.4473
| P474450 | TAIS SWITCHED SOCKET IN THERMOSETTING (GRP) WITH MECHANICAL INTERLOCK AND MCB 16A 3P+N+E 250/440-265/460V 60HZ 11H IP67 | 1 | 3.705 | 815.64
| P474456 | ALUPRES SWITCHED SOCKET IN ALUMINIUM ALLOY WITH MECHANICAL INTERLOCK AND MCB 32A 3P+N+E 380-415V 50-60HZ 6H IP66/67/69 | 1 | 3.382 | 1042.2618
| P474457 | ALUPRES SWITCHED SOCKET IN ALUMINIUM ALLOY WITH MECHANICAL INTERLOCK AND MCB 63A 3P+N+E 200/346-240/415V~ 50-60HZ 6H IP66/67/69 | 1 | 4.762 | 1520.5782
| P474466 | ALUPRES SWITCHED SOCKET IN ALUMINIUM ALLOY WITH MECHANICAL INTERLOCK AND MCB 32A 3P+E 440-460V 60HZ 11H IP66/67/69 | 1 | 3.217 | 1137.1309
| P474486 | ALUPRES SWITCHED SOCKET IN ALUMINIUM ALLOY WITH MECHANICAL INTERLOCK AND MCB 32A 3P+E 380V 50HZ-440V 60HZ 50/60HZ 3H IP66/67/69 | 1 | 3.421 | 1137.1309
| P474536 | ALUPRES SWITCHED SOCKET IN ALUMINIUM ALLOY WITH MECHANICAL INTERLOCK AND MCB 32A 3P+N+E 250/440-265/460V~ 60HZ 11H IP66/67/69 | 1 | 3.4 | 1317.6545
| P474586 | ALUPRES SWITCHED SOCKET IN ALUMINIUM ALLOY WITH MECHANICAL INTERLOCK AND MCB 32A 3P+N+E 220/380V 50Hz-250/440V 60Hz 3H IP66/67/69 | 1 | 3.4 | 1317.6545
| P474611 | TAIS SWITCHED SOCKET IN THERMOSETTING (GRP) WITH MECHANICAL INTERLOCK AND MCB 32A 2P+E 100-130V 50-60HZ 4H IP67 | 1 | 3.5 | 762.9236
| P474612 | TAIS SWITCHED SOCKET IN THERMOSETTING (GRP) WITH MECHANICAL INTERLOCK AND MCB 63A 2P+E 100-130V 50-60HZ 4H IP67 | 1 | 4.64 | 981.6545
| P474621 | TAIS SWITCHED SOCKET IN THERMOSETTING (GRP) WITH MECHANICAL INTERLOCK AND MCB 32A 2P+E 200-250V 50-60HZ 6H IP67 | 1 | 3.475 | 707.5855
| P474622 | TAIS SWITCHED SOCKET IN THERMOSETTING (GRP) WITH MECHANICAL INTERLOCK AND MCB 63A 2P+E 200-250V 50-60HZ 6H IP67 | 1 | 4.7 | 910.5091
| P474631 | TAIS SWITCHED SOCKET IN THERMOSETTING (GRP) WITH MECHANICAL INTERLOCK AND MCB 32A 2P+E 380-415V 50-60HZ 9H IP67 | 1 | 3.5 | 762.9236
| P474632 | TAIS SWITCHED SOCKET IN THERMOSETTING (GRP) WITH MECHANICAL INTERLOCK AND MCB 63A 2P+E 380-415V 50-60HZ 9H IP67 | 1 | 4.7 | 965.8473
| P474633 | ALUPRES SWITCHED SOCKET IN ALUMINIUM ALLOY WITH MECHANICAL INTERLOCK AND MCB 16A 2P+E 100-130V 50-60HZ 4H IP66/67/69 | 1 | 3.013 | 777.4073
| P474643 | ALUPRES SWITCHED SOCKET IN ALUMINIUM ALLOY WITH MECHANICAL INTERLOCK AND MCB 16A 3P+E 100-130V 50-60HZ 4H IP66/67/69 | 1 | 3.2 | 1114.7309
| P474653 | ALUPRES SWITCHED SOCKET IN ALUMINIUM ALLOY WITH MECHANICAL INTERLOCK AND MCB 16A 3P+N+E 100-130V 50-60HZ 4H IP66/67/69 | 1 | 3.2 | 1089.7091
| P474711 | TAIS SWITCHED SOCKET IN THERMOSETTING (GRP) WITH MECHANICAL INTERLOCK AND MCB 32A 3P+E 100-130V 50-60HZ 4H IP67 | 1 | 3.786 | 644.3309
| P474712 | TAIS SWITCHED SOCKET IN THERMOSETTING (GRP) WITH MECHANICAL INTERLOCK AND MCB 63A 3P+E 100-130V 50-60HZ 4H IP67 | 1 | 4.9 | 1133.1855
| P474721 | TAIS SWITCHED SOCKET IN THERMOSETTING (GRP) WITH MECHANICAL INTERLOCK AND MCB 32A 3P+E 200-250V 50-60HZ 9H IP67 | 1 | 3.634 | 848.5782
| P474722 | TAIS SWITCHED SOCKET IN THERMOSETTING (GRP) WITH MECHANICAL INTERLOCK AND MCB 63A 3P+E 200-250V 50-60HZ 9H IP67 | 1 | 4.825 | 1133.1855
| P474731 | TAIS SWITCHED SOCKET IN THERMOSETTING (GRP) WITH MECHANICAL INTERLOCK AND MCB 32A 3P+E 380-415V 50-60HZ 6H IP67 | 1 | 3.597 | 704.9382
| P474732 | TAIS SWITCHED SOCKET IN THERMOSETTING (GRP) WITH MECHANICAL INTERLOCK AND MCB 63A 3P+E 380-415V 50-60HZ 6H IP67 | 1 | 4.644 | 960.5782
| P474733 | ALUPRES SWITCHED SOCKET IN ALUMINIUM ALLOY WITH MECHANICAL INTERLOCK AND MCB 16A 2P+E 200-250V 50-60HZ 6H IP66/67/69 | 1 | 3.096 | 643.0073
| P474741 | TAIS SWITCHED SOCKET IN THERMOSETTING (GRP) WITH MECHANICAL INTERLOCK AND MCB 32A 3P+E 440-460V 60HZ 11H IP67 | 1 | 3.676 | 889.4073
| P474742 | TAIS SWITCHED SOCKET IN THERMOSETTING (GRP) WITH MECHANICAL INTERLOCK AND MCB 63A 3P+E 440-460V 60HZ 11H IP67 | 1 | 4.7 | 1133.1855
| P474743 | ALUPRES SWITCHED SOCKET IN ALUMINIUM ALLOY WITH MECHANICAL INTERLOCK AND MCB 16A 3P+E 200-250V 50-60HZ 9H IP66/67/69 | 1 | 3.312 | 1114.7309
| P474753 | ALUPRES SWITCHED SOCKET IN ALUMINIUM ALLOY WITH MECHANICAL INTERLOCK AND MCB 16A 3P+N+E 120/208-144/250V~ 50-60HZ 9H IP66/67/69 | 1 | 3.392 | 1089.7091
| P474771 | TAIS SWITCHED SOCKET IN THERMOSETTING (GRP) WITH MECHANICAL INTERLOCK AND MCB 32A 3P+E 380V 50HZ-440V 60HZ 50/60HZ 3H IP67 | 1 | 3.689 | 960.5782
| P474811 | TAIS SWITCHED SOCKET IN THERMOSETTING (GRP) WITH MECHANICAL INTERLOCK AND MCB 32A 3P+N+E 100-130V 50-60HZ 4H IP67 | 1 | 3.6 | 981.6545
| P474812 | TAIS SWITCHED SOCKET IN THERMOSETTING (GRP) WITH MECHANICAL INTERLOCK AND MCB 63A 3P+N+E 100-130V 50-60HZ 4H IP67 | 1 | 4.1 | 1370.3709
| P474821 | TAIS SWITCHED SOCKET IN THERMOSETTING (GRP) WITH MECHANICAL INTERLOCK AND MCB 32A 3P+N+E 200-250V 50-60HZ 9H IP67 | 1 | 3.77 | 981.6545
| P474822 | TAIS SWITCHED SOCKET IN THERMOSETTING (GRP) WITH MECHANICAL INTERLOCK AND MCB 63A 3P+N+E 200-250V 50-60HZ 9H IP67 | 1 | 4.777 | 1370.3709
| P474831 | TAIS SWITCHED SOCKET IN THERMOSETTING (GRP) WITH MECHANICAL INTERLOCK AND MCB 32A 3P+N+E 380-415V 50-60HZ 6H IP67 | 1 | 3.784 | 798.5091
| P474832 | TAIS SWITCHED SOCKET IN THERMOSETTING (GRP) WITH MECHANICAL INTERLOCK AND MCB 63A 3P+N+E 380-415V 50-60HZ 6H IP67 | 1 | 4.822 | 1133.1855
| P474833 | ALUPRES SWITCHED SOCKET IN ALUMINIUM ALLOY WITH MECHANICAL INTERLOCK AND MCB 16A 2P+E 380-415V 50-60HZ 9H IP66/67/69 | 1 | 2.932 | 777.4073
| P474843 | ALUPRES SWITCHED SOCKET IN ALUMINIUM ALLOY WITH MECHANICAL INTERLOCK AND MCB 16A 3P+E 380-415V~ 50-60HZ 6H IP66/67/69 | 1 | 3.093 | 885.4618
| P474851 | TAIS SWITCHED SOCKET IN THERMOSETTING (GRP) WITH MECHANICAL INTERLOCK AND MCB 32A 3P+N+E 250/440-265/460V 60HZ 11H IP67 | 1 | 3.7 | 981.6545
| P474852 | TAIS SWITCHED SOCKET IN THERMOSETTING (GRP) WITH MECHANICAL INTERLOCK AND MCB 63A 3P+N+E 250/440-265/460V 60HZ 11H IP67 | 1 | 4.8 | 1370.3709
| P474853 | ALUPRES SWITCHED SOCKET IN ALUMINIUM ALLOY WITH MECHANICAL INTERLOCK AND MCB 16A 3P+N+E 380-415V 50-60HZ 6H IP66/67/69 | 1 | 3.235 | 865.7091
| P474863 | ALUPRES SWITCHED SOCKET IN ALUMINIUM ALLOY WITH MECHANICAL INTERLOCK AND MCB 16A 3P+E 440-460V 60HZ 11H IP66/67/69 | 1 | 3.24 | 1114.7309
| P474951 | SPARE SIGNAL LAMP FOR INTERLOCKED SOCKET 110V | 1 | 0.013 | 22.2727
| P474953 | SPARE SIGNAL LAMP FOR INTERLOCKED SOCKET 230V | 1 | 0.016 | 22.8073
| P474955 | SPARE SIGNAL LAMP FOR INTERLOCKED SOCKET 400V | 1 | 0.015 | 22.8073
| P475123 | ALUPRES SWITCHED SOCKET IN ALUMINIUM ALLOY WITH MECHANICAL INTERLOCK AND FUSE-HOLDER 16A 2P+E 380V 50HZ-440V 60HZ 50/60HZ 3H IP66/67/69 | 1 | 2.555 | 454.5927
| P475124 | ALUPRES SWITCHED SOCKET IN ALUMINIUM ALLOY WITH MECHANICAL INTERLOCK AND FUSE-HOLDER 16A 2P+E 100-130V 4H 50-60HZ IP66/67/69 | 1 | 2.555 | 403.2
| P475126 | ALUPRES SWITCHED SOCKET IN ALUMINIUM ALLOY WITH MECHANICAL INTERLOCK AND FUSE-HOLDER 16A 2P+E 200-250V 6H 50-60HZ IP66/67/69 | 1 | 2.764 | 337.3236
| P475129 | ALUPRES SWITCHED SOCKET IN ALUMINIUM ALLOY WITH MECHANICAL INTERLOCK AND FUSE-HOLDER 16A 2P+E 380-415V 50-60HZ 9H IP66/67/69 | 1 | 2.555 | 393.9855
| P475131 | ALUPRES SWITCHED SOCKET IN ALUMINIUM ALLOY WITH MECHANICAL INTERLOCK AND FUSE-HOLDER 16A 3P+E 440-460V 60HZ 11H IP66/67/69 | 1 | 2.555 | 482.2618
| P475134 | ALUPRES SWITCHED SOCKET IN ALUMINIUM ALLOY WITH MECHANICAL INTERLOCK AND FUSE-HOLDER 16A 3P+E 100-130V 4H 50-60HZ IP66/67/69 | 1 | 2.555 | 463.8073
| P475136 | ALUPRES SWITCHED SOCKET IN ALUMINIUM ALLOY WITH MECHANICAL INTERLOCK AND FUSE-HOLDER 16A 3P+E 380-415V 50-60HZ 6H IP66/67/69 | 1 | 2.897 | 358.4
| P475137 | ALUPRES SWITCHED SOCKET IN ALUMINIUM ALLOY WITH MECHANICAL INTERLOCK AND FUSE-HOLDER 16A 3P+E 480-500V 50-60HZ 7H IP66/67/69 | 1 | 2.555 | 421.6545
| P475139 | ALUPRES SWITCHED SOCKET IN ALUMINIUM ALLOY WITH MECHANICAL INTERLOCK AND FUSE-HOLDER 16A 3P+E 200-250V 9H 50-60HZ IP66/67/69 | 1 | 2.555 | 416.3855
| P475141 | ALUPRES SWITCHED SOCKET IN ALUMINIUM ALLOY WITH MECHANICAL INTERLOCK AND FUSE-HOLDER 16A 3P+N+E 250/440-265/460V 60HZ 11H IP66/67/69 | 1 | 2.555 | 544.1927
| P475144 | ALUPRES SWITCHED SOCKET IN ALUMINIUM ALLOY WITH MECHANICAL INTERLOCK AND FUSE-HOLDER 16A 3P+N+E 100-130V 4H 50-60HZ IP66/67/69 | 1 | 2.555 | 511.2545
| P475146 | ALUPRES SWITCHED SOCKET IN ALUMINIUM ALLOY WITH MECHANICAL INTERLOCK AND FUSE-HOLDER 16A 3P+N+E 380-415V 50-60HZ 6H IP66/67/69 | 1 | 2.907 | 399.2545
| P475147 | ALUPRES SWITCHED SOCKET IN ALUMINIUM ALLOY WITH MECHANICAL INTERLOCK AND FUSE-HOLDER 16A 3P+N+E 480-500V 50-60HZ 7H IP66/67/69 | 1 | 2.555 | 527.0618
| P475149 | ALUPRES SWITCHED SOCKET IN ALUMINIUM ALLOY WITH MECHANICAL INTERLOCK AND FUSE-HOLDER 16A 3P+N+E 200-250V 9H 50-60HZ IP66/67/69 | 1 | 2.555 | 527.0618
| P475202 | CEE PLUG, 90° ANGLED, 16A 2P+E 100-130V 50-60HZ 4H IP44 | 1 | 0.118 | 23.3164
| P475203 | CEE PLUG, 90° ANGLED, 16A 2P+E 100-130V 50-60HZ 4H IP67 | 1 | 0.142 | 33.0655
| P475213 | CEE PLUG, 90° ANGLED, 16A 3P+E 100-130V 50-60HZ 4H IP67 | 1 | 0.171 | 37.6727
| P475223 | CEE PLUG, 90° ANGLED, 16A 3P+N+E 100-130V 50-60HZ 4H IP67 | 1 | 0.212 | 49.4073
| P475302 | CEE PLUG, 90° ANGLED, 16A 2P+E 200-250V 50-60HZ 6H IP44 | 1 | 0.118 | 18.1745
| P475303 | CEE PLUG, 90° ANGLED, 16A 2P+E 200-250V 50-60HZ 6H IP67 | 1 | 0.143 | 26.2182
| P475312 | CEE PLUG, 90° ANGLED, 16A 3P+E 200-250V 50-60HZ 9H IP44 | 1 | 0.145 | 27.5418
| P475313 | CEE PLUG, 90° ANGLED, 16A 3P+E 200-250V 50-60HZ 9H IP67 | 1 | 0.178 | 37.6727
| P475323 | CEE PLUG, 90° ANGLED, 16A 3P+N+E 200-250V 50-60HZ 9H IP67 | 1 | 0.215 | 49.4073
| P475336 | ALUPRES SWITCHED SOCKET IN ALUMINIUM ALLOY WITH ELECTRICAL INTERLOCK + MCCB 63A 3P+E 400V 6H | 1 | 8.6 | 2070.04
| P475337 | ALUPRES SWITCHED SOCKET IN ALUMINIUM ALLOY WITH ELECTRICAL INTERLOCK + MCCB 63A 3P+E 500V 7H | 1 | 8.6 | 2070.04
| P475346 | ALUPRES SWITCHED SOCKET IN ALUMINIUM ALLOY WITH ELECTRICAL INTERLOCK + MCCB 63A 3P+N+E 400V 6H | 1 | 8.6 | 2305.9018
| P475347 | ALUPRES SWITCHED SOCKET IN ALUMINIUM ALLOY WITH ELECTRICAL INTERLOCK + MCCB 63A 3P+N+E 500V 7H | 1 | 8.6 | 2305.9018
| P475402 | CEE PLUG, 90° ANGLED, 16A 2P+E 380-415V 50-60HZ 9H IP44 | 1 | 0.115 | 23.3164
| P475403 | CEE PLUG, 90° ANGLED, 16A 2P+E 380-415V 50-60HZ 9H IP67 | 1 | 0.143 | 33.0655
| P475412 | CEE PLUG, 90° ANGLED, 16A 3P+E 380-415V 50-60HZ 6H IP44 | 1 | 0.151 | 20.5673
| P475413 | CEE PLUG, 90° ANGLED, 16A 3P+E 380-415V 50-60HZ 6H IP67 | 1 | 0.188 | 29.12
| P475423 | CEE PLUG, 90° ANGLED, 16A 3P+N+E 380-415V 50-60HZ 6H IP67 | 1 | 0.219 | 39.1236
| P475436 | ALUPRES SWITCHED SOCKET IN ALUMINIUM ALLOY WITH ELECTRICAL INTERLOCK + MCCB 125A 3P+E 400V 6H | 1 | 8.98 | 3601.1564
| P475437 | ALUPRES SWITCHED SOCKET IN ALUMINIUM ALLOY WITH ELECTRICAL INTERLOCK + MCCB 125A 3P+E 500V 7H | 1 | 9 | 3601.1564
| P475446 | ALUPRES SWITCHED SOCKET IN ALUMINIUM ALLOY WITH ELECTRICAL INTERLOCK + MCCB 125A 3P+N+E 400V 6H | 1 | 9.3 | 4051.7782
| P475447 | ALUPRES SWITCHED SOCKET IN ALUMINIUM ALLOY WITH ELECTRICAL INTERLOCK + MCCB 125A 3P+N+E 500V 7H | 1 | 9 | 4051.7782
| P476002 | CEE EXTRA-LOW VOLTAGE WALL MOUNTED INLET, 90° ANGLED, 16A 2P 20-25V 50-60HZ IP44 | 1 | 0.168 | 39.5309
| P476005 | CEE EXTRA-LOW VOLTAGE WALL MOUNTED INLET, 90° ANGLED, 32A 2P 20-25V 50-60HZ IP44 | 1 | 0.166 | 52.7164
| P476012 | CEE EXTRA-LOW VOLTAGE WALL MOUNTED INLET, 90° ANGLED, 16A 3P 20-25V 50-60HZ IP44 | 1 | 0.199 | 51.3927
| P476015 | CEE EXTRA-LOW VOLTAGE WALL MOUNTED INLET, 90° ANGLED, 32A 3P 20-25V 50-60HZ IP44 | 1 | 0.184 | 54.5491
| P476042 | CEE EXTRA-LOW VOLTAGE WALL MOUNTED INLET, 90° ANGLED, 16A 2P 20-25/40-50V 100-200HZ 4H IP44 | 1 | 0.168 | 51.3927
| P476045 | CEE EXTRA-LOW VOLTAGE WALL MOUNTED INLET, 90° ANGLED, 32A 2P 20-25/40-50V 100-200HZ 4H IP44 | 1 | 0.166 | 52.7164
| P476102 | CEE EXTRA-LOW VOLTAGE WALL MOUNTED INLET, 90° ANGLED, 16A 2P 40-50V 50-60HZ 12H IP44 | 1 | 0.168 | 39.5309
| P476105 | CEE EXTRA-LOW VOLTAGE WALL MOUNTED INLET, 90° ANGLED, 32A 2P 40-50V 50-60HZ 12H IP44 | 1 | 0.166 | 52.7164
| P476112 | CEE EXTRA-LOW VOLTAGE WALL MOUNTED INLET, 90° ANGLED, 16A 3P 40-50V 50-60HZ 12H IP44 | 1 | 0.199 | 62.3127
| P476115 | CEE EXTRA-LOW VOLTAGE WALL MOUNTED INLET, 90° ANGLED, 32A 3P 40-50V 50-60HZ 12H IP44 | 1 | 0.185 | 50.7309
| P476142 | CEE EXTRA-LOW VOLTAGE WALL MOUNTED INLET, 90° ANGLED, 16A 3P 20-25/40-50V 100-200HZ 4H IP44 | 1 | 0.199 | 62.3127
| P476145 | CEE EXTRA-LOW VOLTAGE WALL MOUNTED INLET, 90° ANGLED, 32A 3P 20-25/40-50V 100-200HZ 4H IP44 | 1 | 0.184 | 73.3855
| P476202 | CEE WALL MOUNTED INLET, 90° ANGLED, 16A 2P+E 100-130V 50-60HZ 4H IP44 | 1 | 0.128 | 24.7673
| P476203 | CEE WALL MOUNTED INLET, 90° ANGLED, 16A 2P+E 100-130V 50-60HZ 4H IP67 | 1 | 0.178 | 28.3309
| P476206 | CEE WALL MOUNTED INLET, 90° ANGLED, 32A 2P+E 100-130V 50-60HZ 4H IP67 | 1 | 0.277 | 50.1964
| P476207 | CEE PANEL MOUNTED INLET, STRAIGHT, 63A 2P+E 100-130V 50-60HZ 4H IP67 | 1 | 0.694 | 143.6145
| P476213 | CEE WALL MOUNTED INLET, 90° ANGLED, 16A 3P+E 100-130V 50-60HZ 4H IP67 | 1 | 0.197 | 46.9127
| P476216 | CEE WALL MOUNTED INLET, 90° ANGLED, 32A 3P+E 100-130V 50-60HZ 4H IP67 | 1 | 0.305 | 53.0982
| P476217 | CEE PANEL MOUNTED INLET, STRAIGHT, 63A 3P+E 100-130V 50-60HZ 4H IP67 | 1 | 0.75 | 151.5309
| P476218 | CEE PANEL MOUNTED INLET, STRAIGHT, 125A 3P+E 100-130V 50-60HZ 4H IP67 | 1 | 1.389 | 386.0691
| P476223 | CEE WALL MOUNTED INLET, 90° ANGLED, 16A 3P+N+E 100-130V 50-60HZ 4H IP67 | 1 | 0.248 | 40.8545
| P476226 | CEE WALL MOUNTED INLET, 90° ANGLED, 32A 3P+N+E 100-130V 50-60HZ 4H IP67 | 1 | 0.426 | 60.8873
| P476227 | CEE PANEL MOUNTED INLET, STRAIGHT, 63A 3P+N+E 100-130V 50-60HZ 4H IP67 | 1 | 0.839 | 192.3855
| P476228 | CEE PANEL MOUNTED INLET, STRAIGHT, 125A 3P+N+E 100-130V 50-60HZ 4H IP67 | 1 | 1.468 | 407.1455
04-24-47630 2 | P476302 | CEE WALL MOUNTED INLET, 90° ANGLED, 16A 2P+E 200-250V 50-60HZ 6H IP44 | 1 | 0.135 | 8.3
04-24-76303 | P476303 | CEE WALL MOUNTED INLET, 90° ANGLED, 16A 2P+E 200-250V 50-60HZ 6H IP67 | 10 | 0.178 | 24.7673
04-24-76305 | P476305 | CEE WALL MOUNTED INLET, 90° ANGLED, 32A 2P+E 200-250V 50-60HZ 6H IP44 | 1 | 0.276 | 13.94
04-24-47630 6 | P476306 | CEE WALL MOUNTED INLET, 90° ANGLED, 32A 2P+E 200-250V 50-60HZ 6H IP67 | 1 | 0.277 | 39.5309
| P476307 | CEE PANEL MOUNTED INLET, STRAIGHT, 63A 2P+E 200-250V 50-60HZ 6H IP67 | 1 | 0.698 | 109.3527
| P476313 | CEE WALL MOUNTED INLET, 90° ANGLED, 16A 3P+E 200-250V 50-60HZ 9H IP67 | 1 | 0.197 | 46.9127
| P476316 | CEE WALL MOUNTED INLET, 90° ANGLED, 32A 3P+E 200-250V 50-60HZ 9H IP67 | 1 | 0.305 | 53.0982
| P476317 | CEE PANEL MOUNTED INLET, STRAIGHT, 63A 3P+E 200-250V 50-60HZ 9H IP67 | 1 | 0.753 | 142.3164
| P476318 | CEE PANEL MOUNTED INLET, STRAIGHT, 125A 3P+E 200-250V 50-60HZ 9H IP67 | 1 | 1.412 | 386.0691
| P476323 | CEE WALL MOUNTED INLET, 90° ANGLED, 16A 3P+N+E 200-250V 50-60HZ 9H IP67 | 1 | 0.248 | 40.8545
| P476325 | CEE WALL MOUNTED INLET, 90° ANGLED, 32A 3P+N+E 200-250V 50-60HZ 9H IP44 | 1 | 0.331 | 43.4764
| P476326 | CEE WALL MOUNTED INLET, 90° ANGLED, 32A 3P+N+E 200-250V 50-60HZ 9H IP67 | 1 | 0.426 | 60.8873
| P476328 | CEE PANEL MOUNTED INLET, STRAIGHT, 125A 3P+N+E 200-250V 50-60HZ 9H IP67 | 1 | 1.467 | 407.1455
| P476336 | TAIS SWITCHED SOCKET IN THERMOSETTING (GRP) WITH ELECTRICAL INTERLOCK + MCCB + RCD 63A 3P+E 400V 6H | 1 | 10.61 | 3017.4327
| P476337 | TAIS SWITCHED SOCKET IN THERMOSETTING (GRP) WITH ELECTRICAL INTERLOCK + MCCB + RCD 63A 3P+E 500V 7H | 1 | 10.6 | 3017.4327
| P476346 | TAIS SWITCHED SOCKET IN THERMOSETTING (GRP) WITH ELECTRICAL INTERLOCK + MCCB + RCD 63A 3P+N+E 400V 6H | 1 | 10.6 | 3315.2255
| P476347 | TAIS SWITCHED SOCKET IN THERMOSETTING (GRP) WITH ELECTRICAL INTERLOCK + MCCB + RCD 63A 3P+N+E 500V 7H | 1 | 10.6 | 3315.2255
| P476402 | CEE WALL MOUNTED INLET, 90° ANGLED, 16A 2P+E 380-415V 50-60HZ 9H IP44 | 1 | 0.132 | 24.7673
| P476403 | CEE WALL MOUNTED INLET, 90° ANGLED, 16A 2P+E 380-415V 50-60HZ 9H IP67 | 1 | 0.178 | 28.3309
| P476405 | CEE WALL MOUNTED INLET, 90° ANGLED, 32A 2P+E 380-415V 50-60HZ 9H IP44 | 1 | 0.23 | 35.5855
| P476406 | CEE WALL MOUNTED INLET, 90° ANGLED, 32A 2P+E 380-415V 50-60HZ 9H IP67 | 1 | 0.277 | 50.1964
| P476407 | CEE PANEL MOUNTED INLET, STRAIGHT, 63A 2P+E 380-415V 50-60HZ 9H IP67 | 1 | 0.691 | 143.6145
04-24-76413 | P476413 | CEE WALL MOUNTED INLET, 90° ANGLED, 16A 3P+E 380-415V 50-60HZ 6H IP67 | 1 | 0.197 | 36.0945
04-24-47641 6 | P476416 | CEE WALL MOUNTED INLET, 90° ANGLED, 32A 3P+E 380-415V 50-60HZ 6H IP67 | 1 | 0.305 | 40.4473
04-24-76422 | P476422 | CEE WALL MOUNTED INLET, 90° ANGLED, 16A 3P+N+E 380-415V 50-60HZ 6H IP44 | 1 | 0.218 | 10.01
04-24-76423 | P476423 | CEE WALL MOUNTED INLET, 90° ANGLED, 16A 3P+N+E 380-415V 50-60HZ 6H IP67 | 1 | 0.248 | 33.0655
04-24-76425 | P476425 | CEE WALL MOUNTED INLET, 90° ANGLED, 32A 3P+N+E 380-415V 50-60HZ 6H IP44 | 1 | 0.332 | 17.7218
04-24-76426 | P476426 | CEE WALL MOUNTED INLET, 90° ANGLED, 32A 3P+N+E 400V 50-60HZ 6H IP67 | 1 | 0.426 | 48.2364
| P476436 | TAIS SWITCHED SOCKET IN THERMOSETTING (GRP) WITH ELECTRICAL INTERLOCK + MCCB + RCD 125A 3P+E 400V 6H | 1 | 11.4 | 4764.6327
| P476437 | TAIS SWITCHED SOCKET IN THERMOSETTING (GRP) WITH ELECTRICAL INTERLOCK + MCCB + RCD 125A 3P+E 500V 7H | 1 | 11.4 | 4764.6327
| P476446 | TAIS SWITCHED SOCKET IN THERMOSETTING (GRP) WITH ELECTRICAL INTERLOCK + MCCB + RCD 125A 3P+N+E 400V 6H | 1 | 12.14 | 5184.9636
| P476447 | TAIS SWITCHED SOCKET IN THERMOSETTING (GRP) WITH ELECTRICAL INTERLOCK + MCCB + RCD 125A 3P+N+E 500V 7H | 1 | 11.4 | 5211.3345
| P476457 | CEE PANEL MOUNTED INLET, STRAIGHT, 63A 3P+E 440-460V 60HZ 11H IP67 | 1 | 0.758 | 183.1455
| P476486 | CEE WALL MOUNTED INLET, 90° ANGLED, 32A 3P+E 380V 50HZ-440V 60HZ 50/60HZ 3H IP67 | 1 | 0.305 | 40.0655
| P476517 | CEE PANEL MOUNTED INLET, STRAIGHT, 63A 3P+E 480-500V 50-60HZ 7H IP67 | 1 | 0.752 | 155.4764
| P476519 | CEE PANEL MOUNTED INLET, STRAIGHT, 63A 3P+E 600-690V 50-60HZ 5H IP67 | 1 | 0.75 | 155.4764
| P476520 | CEE PANEL MOUNTED INLET, STRAIGHT, 125A 3P+E 600-690V 50-60HZ 5H IP67 | 1 | 0.84 | 386.0691
| P476527 | CEE PANEL MOUNTED INLET, STRAIGHT, 63A 3P+N+E 480-500V 50-60HZ 7H IP67 | 1 | 0.826 | 164.7164
| P476528 | CEE PANEL MOUNTED SOCKET, STRAIGHT, 63A 3P+N+E 600-690V 50-60HZ 5H IP67 | 1 | 1.163 | 192.3855
| P476529 | CEE PANEL MOUNTED INLET, STRAIGHT, 63A 3P+N+E 600-690V 50-60HZ 5H IP67 | 1 | 0.84 | 164.7164
| P476530 | CEE PANEL MOUNTED INLET, STRAIGHT, 125A 3P+N+E 600-690V 50-60HZ 5H IP67 | 1 | 0.75 | 395.3091
| P476531 | CEE PANEL MOUNTED SOCKET, STRAIGHT, 125A 3P+N+E 600-690V 50-60HZ 5H IP67 | 1 | 1.8 | 301.7382
| P476537 | CEE PANEL MOUNTED INLET, STRAIGHT, 63A 3P+N+E 440-460V 60HZ 11H IP67 | 1 | 0.797 | 175.2545
| P476602 | CEE EXTRA-LOW VOLTAGE WALL MOUNTED INLET, 90° ANGLED, 16A 2P 20-25/40-50V DC 10H IP44 | 1 | 0.168 | 46.7855
| P476605 | CEE EXTRA-LOW VOLTAGE WALL MOUNTED INLET, 90° ANGLED, 32A 2P 20-25/40-50V DC 10H IP44 | 1 | 0.166 | 52.7164
| P476827 | CEE PANEL MOUNTED INLET, STRAIGHT, 63A 2P+E >50V 50-60HZ 12H IP67 | 1 | 0.694 | 143.6145
| P476837 | CEE PANEL MOUNTED INLET, STRAIGHT, 63A >50V 50-60HZ 12H IP67 | 1 | 0.742 | 167.3382
04-37-47690 3 | P476903 | CEE CAP FOR WALL MOUNTING INLET 2P+E 16A | 1 | 0.029 | 5.3709
| P476905 | CEE CAP FOR WALL MOUNTING INLET 2P+E /3P+E 32A | 10 | 0.051 | 7.5091
| P476907 | CEE CAP FOR WALL MOUNTING INLET 63A | 1 | 0.102 | 10.4873
| P476909 | CEE CAP FOR WALL MOUNTING INLET 125A | 1 | 0.11 | 12.0909
04-37-47691 3 | P476913 | CEE CAP FOR WALL MOUNTING INLET 3P+E 16A | 1 | 0.035 | 6.1345
04-37-47692 3 | P476923 | CEE CAP FOR WALL MOUNTING INLET 3P+N+E 16A | 10 | 0.038 | 7.4327
| P476925 | CEE CAP FOR WALL MOUNTING INLET 3P+N+E 32A | 10 | 0.058 | 7.8145
04-32-47700 2 | P477002 | CEE EXTRA-LOW VOLTAGE STRAIGHT PLUG 16A 2P 20-25V 50-60HZ IP44 | 10 | 0.192 | 21.4836
| P477003 | CEE EXTRA-LOW VOLTAGE STRAIGHT PLUG 16A 2P 20-25V 50-60HZ IP67 | 1 | 0.212 | 28.8655
| P477005 | CEE EXTRA-LOW VOLTAGE STRAIGHT PLUG 32A 2P 20-25V 50-60HZ IP44 | 1 | 0.168 | 24.7673
| P477006 | CEE EXTRA-LOW VOLTAGE STRAIGHT PLUG 32A 2P 20-25V 50-60HZ IP67 | 1 | 0.196 | 34.0073
| P477012 | CEE EXTRA-LOW VOLTAGE STRAIGHT PLUG 16A 2P 20-25/40-50V 100-200HZ 4H IP44 | 1 | 0.192 | 32.1491
| P477013 | CEE EXTRA-LOW VOLTAGE STRAIGHT PLUG 16A 2P 20-25/40-50V 100-200HZ 4H IP67 | 1 | 0.212 | 35.5855
| P477015 | CEE EXTRA-LOW VOLTAGE STRAIGHT PLUG 32A 2P 20-25/40-50V 100-200HZ 4H IP44 | 1 | 0.168 | 29.2473
| P477016 | CEE EXTRA-LOW VOLTAGE STRAIGHT PLUG 32A 2P 20-25/40-50V 100-200HZ 4H IP67 | 1 | 0.196 | 42.4327
| P477062 | CEE EXTRA-LOW VOLTAGE STRAIGHT PLUG 16A 3P 20-25V 50-60HZ IP44 | 1 | 0.188 | 28.2036
| P477063 | CEE EXTRA-LOW VOLTAGE STRAIGHT PLUG 16A 3P 20-25V 50-60HZ IP67 | 1 | 0.216 | 35.5855
| P477065 | CEE EXTRA-LOW VOLTAGE STRAIGHT PLUG 32A 3P 20-25V 50-60HZ IP44 | 1 | 0.187 | 28.2036
| P477066 | CEE EXTRA-LOW VOLTAGE STRAIGHT PLUG 32A 3P 20-25V 50-60HZ IP67 | 1 | 0.206 | 35.5855
04-32-47710 2 | P477102 | CEE EXTRA-LOW VOLTAGE STRAIGHT PLUG 16A 2P 40-50V 50-60HZ 12H IP44 | 1 | 0.192 | 22.2727
| P477103 | CEE EXTRA-LOW VOLTAGE STRAIGHT PLUG 16A 2P 40-50V 50-60HZ 12H IP67 | 1 | 0.212 | 34.0073
04-32-47710 5 | P477105 | CEE EXTRA-LOW VOLTAGE STRAIGHT PLUG 32A 2P 40-50V 50-60HZ 12H IP44 | 1 | 0.168 | 22.4
| P477106 | CEE EXTRA-LOW VOLTAGE STRAIGHT PLUG 32A 2P 40-50V 50-60HZ 12H IP67 | 1 | 0.196 | 34.0073
| P477107 | CEE EXTRA-LOW VOLTAGE STRAIGHT PLUG FOR TWIN CABLE 32A 2P 40-50V 12H IP67 | 1 | 0.202 | 51.6473
| P477112 | CEE EXTRA-LOW VOLTAGE STRAIGHT PLUG 16A 3P 40-50V 50-60HZ 12H IP44 | 1 | 0.188 | 28.2036
| P477113 | CEE EXTRA-LOW VOLTAGE STRAIGHT PLUG 16A 3P 40-50V 50-60HZ 12H IP67 | 1 | 0.216 | 35.5855
| P477115 | CEE EXTRA-LOW VOLTAGE STRAIGHT PLUG 32A 3P 40-50V 50-60HZ 12H IP44 | 1 | 0.187 | 28.2036
| P477116 | CEE EXTRA-LOW VOLTAGE STRAIGHT PLUG 32A 3P 40-50V 50-60HZ 12H IP67 | 1 | 0.206 | 35.5855
| P477122 | CEE EXTRA-LOW VOLTAGE STRAIGHT PLUG 16A 3P 20-25/40-50V 100-200HZ 4H IP44 | 1 | 0.188 | 36.0945
| P477123 | CEE EXTRA-LOW VOLTAGE STRAIGHT PLUG 16A 3P 20-25/40-50V 100-200HZ 4H IP67 | 1 | 0.216 | 41.6436
| P477175 | CEE EXTRA-LOW VOLTAGE STRAIGHT PLUG 32A 3P 20-25/40-50V 100-200HZ 4H IP44 | 1 | 0.187 | 36.0945
| P477176 | CEE EXTRA-LOW VOLTAGE STRAIGHT PLUG 32A 3P 20-25/40-50V 100-200HZ 4H IP67 | 1 | 0.206 | 45.2073
| P477202 | CEE STRAIGHT PLUG 16A 2P+E 100-130V 50-60HZ 4H IP44 | 1 | 0.126 | 18.9636
| P477203 | CEE STRAIGHT PLUG 16A 2P+E 100-130V 50-60HZ 4H IP67 | 1 | 0.153 | 29.12
| P477205 | CEE STRAIGHT PLUG 32A 2P+E 100-130V 50-60HZ 4H IP44 | 1 | 0.272 | 31.6145
| P477206 | CEE STRAIGHT PLUG 32A 2P+E 100-130V 50-60HZ 4H IP67 | 1 | 0.282 | 50.3236
| P477206EX | CEE-EX PLUG 32A 2P+E 100-130V 50-60HZ 4H 2D 3G | 1 | 0.294 | 78.2727
| P477207 | CEE STRAIGHT PLUG 63A 2P+E 100-130V 50-60HZ 4H IP67 | 1 | 0.755 | 151.5309
| P477212 | CEE STRAIGHT PLUG 16A 3P+E 100-130V 50-60HZ 4H IP44 | 1 | 0.153 | 21.9927
| P477216 | CEE STRAIGHT PLUG 32A 3P+E 100-130V 50-60HZ 4H IP67 | 1 | 0.305 | 53.2255
| P477217 | CEE STRAIGHT PLUG 63A 3P+E 100-130V 50-60HZ 4H IP67 | 1 | 0.837 | 167.3382
| P477218 | CEE STRAIGHT PLUG 125A 3P+E 100-130V 50-60HZ 4H IP67 | 1 | 1.793 | 338.6473
| P477227 | CEE STRAIGHT PLUG 63A 3P+N+E 100-130V 50-60HZ 4H IP67 | 1 | 0.893 | 155.4764
| P477228 | CEE STRAIGHT PLUG 125A 3P+N+E 100-130V 50-60HZ 4H IP67 | 1 | 1.893 | 317.5455
| P477276 | CEE STRAIGHT PLUG 32A 3P+N+E >50V 100-300HZ 10H IP67 | 1 | 0.348 | 72.4691
| P477303 | CEE STRAIGHT PLUG 16A 2P+E 200-250V 50-60HZ 6H IP67 | 10 | 0.153 | 23.0618
| P477305 | CEE STRAIGHT PLUG 32A 2P+E 200-250V 50-60HZ 6H IP44 | 1 | 0.238 | 23.3164
| P477306 | CEE STRAIGHT PLUG 32A 2P+E 200-250V 50-60HZ 6H IP67 | 1 | 0.276 | 39.5309
| P477306EX | CEE-EX PLUG 32A 2P+E 200-250V 50-60HZ 6H 2D 3G | 1 | 0.294 | 60.48
| P477307 | CEE STRAIGHT PLUG 63A 2P+E 200-250V 50-60HZ 6H IP67 | 1 | 0.758 | 105.6873
| P477313 | CEE STRAIGHT PLUG 16A 3P+E 200-250V 50-60HZ 9H IP67 | 1 | 0.186 | 31.2327
| P477315 | CEE STRAIGHT PLUG 32A 3P+E 200-250V 50-60HZ 9H IP44 | 1 | 0.258 | 30.1636
| P477316 | CEE STRAIGHT PLUG 32A 3P+E 200-250V 50-60HZ 9H IP67 | 1 | 0.294 | 46.7855
| P477316EX | CEE-EX PLUG 32A 3P+E 200-250V 50-60HZ 9H 2D 3G | 1 | 0.314 | 73.0036
| P477317 | CEE STRAIGHT PLUG 63A 3P+E 200-250V 50-60HZ 9H IP67 | 1 | 0.811 | 131.4982
| P477318 | CEE STRAIGHT PLUG 125A 3P+E 200-250V 50-60HZ 9H IP67 | 1 | 1.46 | 300.4145
| P477323EX | CEE-EX PLUG 16A 3P+N+E 200-250V 50-60HZ 9H 2D 3G | 1 | 0.243 | 60.48
| P477326EX | CEE-EX PLUG 32A 3P+N+E 200-250V 50-60HZ 9H 2D 3G | 1 | 0.373 | 90.9236
| P477327 | CEE STRAIGHT PLUG 63A 3P+N+E 200-250V 50-60HZ 9H IP67 | 1 | 0.873 | 155.4764
| P477327EX | CEE-EX PLUG 63A 3P+N+E 200-250V 50-60HZ 9H 2D 3G | 1 | 0.908 | 239.8073
| P477328 | CEE STRAIGHT PLUG 125A 3P+N+E 200-250V 50-60HZ 9H IP67 | 1 | 1.913 | 317.5455
| P477403EX | CEE-EX PLUG 16A 2P+E 380-400V 50-60HZ 9H 2D 3G | 1 | 0.162 | 44.9273
| P477405 | CEE STRAIGHT PLUG 32A 2P+E 380-415V 50-60HZ 9H IP44 | 1 | 0.224 | 31.7673
| P477406EX | CEE-EX PLUG 32A 2P+E 380-400V 50-60HZ 9H 2D 3G | 1 | 0.295 | 74.5818
| P477407 | CEE STRAIGHT PLUG 63A 2P+E 380-415V 50-60HZ 9H IP67 | 1 | 0.756 | 133.0764
| P477407EX | CEE-EX PLUG 63A 2P+E 380-400V 50-60HZ 9H 2D 3G | 1 | 0.781 | 202.9236
| P477411 | NAVE WATERTIGHT PLUG TYPE UNAV 2172 FOR REFRIGERATED CONTAINERS WITH CABLE GLAND 36X21 UNAV 1948 32A 400V 3P+E 3H IP66 | 2 | 1.442 | 516.5236
| P477412 | CEE STRAIGHT PLUG 16A 3P+E 380-415V 50-60HZ 6H IP44 | 10 | 0.169 | 16.4691
| P477413 | CEE STRAIGHT PLUG 16A 3P+E 380-415V 50-60HZ 6H IP67 | 10 | 0.182 | 27.5418
| P477415 | CEE STRAIGHT PLUG 32A 3P+E 380-415V 50-60HZ 6H IP44 | 10 | 0.278 | 25.3018
| P477416EX | CEE-EX PLUG 32A 3P+E 380-400V 50-60HZ 6H 2D 3G | 1 | 0.314 | 64.7055
| P477417 | CEE STRAIGHT PLUG 63A 3P+E 380-415V 50-60HZ 6H IP67 | 1 | 0.824 | 114.1127
| P477417EX | CEE-EX PLUG 63A 3P+E 380-400V 50-60HZ 6H 2D 3G | 1 | 0.849 | 179.2
| P477422 | CEE STRAIGHT PLUG 16A 3P+N+E 380-415V 50-60HZ 6H IP44 | 10 | 0.209 | 20.6945
| P477423 | CEE STRAIGHT PLUG 16A 3P+N+E 380-415V 50-60HZ 6H IP67 | 10 | 0.253 | 31.6145
| P477425 | CEE STRAIGHT PLUG 32A 3P+N+E 380-415V 50-60HZ 6H IP44 | 1 | 0.292 | 30.5709
| P477426 | CEE STRAIGHT PLUG 32A 3P+N+E 380-415V 50-60HZ 6H IP67 | 5 | 0.394 | 50.6036
| P477427 | CEE STRAIGHT PLUG 63A 3P+N+E 380-415V 50-60HZ 6H IP67 | 1 | 0.869 | 122.7927
| P477427EX | CEE-EX PLUG 63A 3P+N+E 380-400V 50-60HZ 6H 2D 3G | 1 | 0.901 | 189.7382
| P477456 | CEE STRAIGHT PLUG 32A 3P+E 440-460V 60HZ 11H IP67 | 1 | 0.297 | 61.5236
| P477457 | CEE STRAIGHT PLUG 63A 3P+E 440-460V 60HZ 11H IP67 | 1 | 0.811 | 147.5855
| P477486 | CEE STRAIGHT PLUG 32A 3P+E 380V 50HZ-440V 60HZ 50/60HZ 3H IP67 | 1 | 0.298 | 22.02
| P477516 | CEE STRAIGHT PLUG 32A 3P+E 480-500V 50-60HZ 7H IP67 | 1 | 0.304 | 46.7855
| P477516EX | CEE-EX PLUG 32A 3P+E 480-500V 50-60HZ 7H 2D 3G | 1 | 0.315 | 73.0036
| P477517EX | CEE-EX PLUG 63A 3P+E 480-500V 50-60HZ 7H IP66 3G 3D | 1 | 0.846 | 205.5455
| P477519 | CEE STRAIGHT PLUG 63A 3P+E 600-690V 50-60HZ 5H IP67 | 1 | 0.819 | 131.4982
| P477520 | CEE STRAIGHT PLUG 125A 3P+E 600-690V 50-60HZ 5H IP67 | 1 | 1.775 | 264.8545
| P477523 | CEE STRAIGHT PLUG 16A 3P+N+E 480-500V 50-60HZ 7H IP67 | 1 | 0.242 | 40.4473
| P477523EX | CEE-EX PLUG 16A 3P+N+E 480-500V 50-60HZ 7H 2D 3G | 1 | 0.244 | 60.48
| P477524 | CEE STRAIGHT PLUG 16A 3P+N+E 600-690V 50-60HZ 5H IP67 | 1 | 0.223 | 40.4473
| P477527EX | CEE-EX PLUG 63A 3P+N+E 480-500V 50-60HZ 7H 2D 3G | 1 | 0.904 | 214.7855
| P477528 | CEE STRAIGHT PLUG 32A 3P+N+E 600-690V 50-60HZ 5H IP67 | 1 | 0.343 | 63.5091
| P477529 | CEE STRAIGHT PLUG 63A 3P+N+E 600-690V 50-60HZ 5H IP67 | 1 | 0.875 | 148.8836
| P477530 | CEE STRAIGHT PLUG 125A 3P+N+E 600-690V 50-60HZ 5H IP67 | 1 | 1.914 | 279.3382
| P477533 | CEE STRAIGHT PLUG 16A 3P+N+E 440-460V 60HZ 11H IP67 | 1 | 0.222 | 61.5236
| P477536 | CEE STRAIGHT PLUG 32A 3P+N+E 440-460V 60HZ 11H IP67 | 1 | 0.354 | 85.12
| P477537 | CEE STRAIGHT PLUG 63A 3P+N+E 440-460V 60HZ 11H IP67 | 1 | 0.868 | 177.8764
| P477538 | CEE STRAIGHT PLUG 125A 3P+N+E 250/440-265/460V 60HZ 11H IP67 | 1 | 1.898 | 364.9927
| P477586 | CEE STRAIGHT PLUG 32A 3P+N+E 220/380V 50HZ-250/440V 60HZ 50/60HZ 3H IP67 | 1 | 0.346 | 72.4691
| P477602 | CEE EXTRA-LOW VOLTAGE STRAIGHT PLUG 16A 2P 20-25/40-50V DC 10H IP44 | 1 | 0.192 | 28.4582
| P477603 | CEE EXTRA-LOW VOLTAGE STRAIGHT PLUG 16A 2P 20-25/40-50V DC 10H IP67 | 1 | 0.212 | 35.5855
| P477605 | CEE EXTRA-LOW VOLTAGE STRAIGHT PLUG 32A 2P 20-25/40-50V DC 10H IP44 | 1 | 0.168 | 29.2473
| P477606 | CEE EXTRA-LOW VOLTAGE STRAIGHT PLUG 32A 2P 20-25/40-50V DC 10H IP67 | 1 | 0.196 | 37.4182
| P477677 | CEE STRAIGHT PLUG 63A 2P+E >50-250V DC 60HZ 3H IP67 | 1 | 0.767 | 151.5309
| P477706 | CEE STRAIGHT PLUG 32A 2P+E >50V 100-300HZ 10H IP67 | 1 | 0.28 | 59.1564
| P477716 | CEE STRAIGHT PLUG 32A 3P+E >50V 100-300HZ 10H IP67 | 1 | 0.301 | 54.5491
| P477773 | CEE STRAIGHT PLUG 16A 3P+E >50V 100-300HZ 10H IP67 | 1 | 0.178 | 39.5309
| P477783 | CEE STRAIGHT PLUG 16A 2P+E >50V >300-500HZ 2H IP67 | 1 | 0.144 | 33.4727
| P477823 | CEE STRAIGHT PLUG 16A 2P+E >50V 50-60HZ 12H IP67 | 1 | 0.149 | 30.1636
| P477826 | CEE STRAIGHT PLUG 32A 2P+E >50V 50-60HZ 12H IP67 | 1 | 0.277 | 59.1564
| P477827 | CEE STRAIGHT PLUG 63A 2P+E >50V 50-60HZ 12H IP67 | 1 | 0.755 | 135.7236
| P477836 | CEE STRAIGHT PLUG 32A 3P+E >50V 50-60HZ 12H IP67 | 1 | 0.297 | 61.5236
| P477901 | CEE EXTRA-LOW VOLTAGE STRAIGHT PLUG FOR TWIN CABLE 63A 2P 48V 1H IP67 | 1 | 0.833 | 129.7927
| P477951 | CEE EXTRA-LOW VOLTAGE STRAIGHT PLUG FOR HIGH CURRENT 63A 2P 48V 50-60HZ 1H IP67 | 1 | 0.834 | 120.2982
| P477952 | CEE EXTRA-LOW VOLTAGE STRAIGHT PLUG FOR HIGH CURRENT 63A 3P 48V 50-60HZ 1H IP67 | 1 | 0.821 | 148.8836
| P477955 | CEE EXTRA-LOW VOLTAGE STRAIGHT PLUG FOR HIGH CURRENT 125A 3P 48V 50-60HZ 1H IP67 | 1 | 1.774 | 308.3309
| P478136 | DEVICE FOR ATEX TESTING 16A 3P+E 380-400V 50-60HZ 6H EX NR | 1 | 0.125 | 35.1782
| P478146 | DEVICE FOR ATEX TESTING 16A 3P+N+E6H EX NR | 1 | 0.165 | 41.2364
| P478206 | DEVICE FOR ATEX TESTING 32A 2/3P+E 380-400V 50-60HZ 6H EX NR | 1 | 0.185 | 52.8436
| P478213 | NAVE WATERTIGHT WALL-MOUNTING SOCKET-OUTLET UNAV 2166 IN BRASS ENCLOSURE-CABLE GLAND 24X14 UNAV 1948 M24X1,5 16A 230V 2P+E 6H IP66 | 1 | 1.185 | 259.5855
| P478246 | DEVICE FOR ATEX TESTING 32A 3P+N+E 380-400V 50-60HZ 6H EX NR | 1 | 0.21 | 57.5782
| P478306 | DEVICE FOR ATEX TESTING 63A 2-3-3P+N+E 380-400V 50-60HZ 6H EX NR | 1 | 0.3 | 140.9927
| P478313 | NAVE WATERTIGHT WALL-MOUNTING SOCKET-OUTLET UNAV 2166 IN BRASS ENCLOSURE-CABLE GLAND 24X14 UNAV 1948 M24X1,5 16A 230V 3P+E 9H IP66 | 1 | 1.2 | 322.8145
| P478323 | NAVE WATERTIGHT WALL-MOUNTING SOCKET-OUTLET UNAV 2166 IN BRASS ENCLOSURE-CABLE GLAND 24X14 UNAV 1948 M24X1,5 16A 400V 3P+E 6H IP66 | 1 | 1.187 | 287.2545
| P478336 | TAIS SWITCHED SOCKET IN THERMOSETTING (GRP) WITH ELECTRICAL INTERLOCK + MCCB 63A 3P+E 400V 6H | 1 | 8.6 | 1914.5636
| P478337 | TAIS SWITCHED SOCKET IN THERMOSETTING (GRP) WITH ELECTRICAL INTERLOCK + MCCB 63A 3P+E 500V 7H | 1 | 8.6 | 1914.5636
| P478346 | TAIS SWITCHED SOCKET IN THERMOSETTING (GRP) WITH ELECTRICAL INTERLOCK + MCCB 63A 3P+N+E 400V 6H | 1 | 9.1 | 2138.5636
| P478347 | TAIS SWITCHED SOCKET IN THERMOSETTING (GRP) WITH ELECTRICAL INTERLOCK + MCCB 63A 3P+N+E 500V 7H | 1 | 8.6 | 2138.5636
| P478436 | TAIS SWITCHED SOCKET IN THERMOSETTING (GRP) WITH ELECTRICAL INTERLOCK + MCCB 125A 3P+E 400V 6H | 1 | 9.2 | 3433.8182
| P478437 | TAIS SWITCHED SOCKET IN THERMOSETTING (GRP) WITH ELECTRICAL INTERLOCK + MCCB 125A 3P+E 500V 7H | 1 | 9.25 | 3450.9491
| P478446 | TAIS SWITCHED SOCKET IN THERMOSETTING (GRP) WITH ELECTRICAL INTERLOCK + MCCB 125A 3P+N+E 400V 6H | 1 | 9.62 | 3819.8873
| P478447 | TAIS SWITCHED SOCKET IN THERMOSETTING (GRP) WITH ELECTRICAL INTERLOCK + MCCB 125A 3P+N+E 500V 7H | 1 | 9 | 3838.3164
| P480024 | TER PANEL MOUNTING SOCKET WITH SAFETY TRANSFORMER SELV 2P 16A 150VA 220/24V IP55 | 1 | 2.168 | 385.1527
| P480324 | TOPTER SWITCHED SOCKET WITH MECHANICAL INTERLOCK AND FUSE-HOLDER 63A 2P+E 100-130V 50-60HZ 4H IP65 | 1 | 2.192 | 306.3455
| P480326 | TOPTER SWITCHED SOCKET WITH MECHANICAL INTERLOCK AND FUSE-HOLDER 63A 2P+E 200-250V 50-60HZ 6H IP65 | 1 | 2.242 | 289.8255
| P480329 | TOPTER SWITCHED SOCKET WITH MECHANICAL INTERLOCK AND FUSE-HOLDER 63A 2P+E 380-415V 50-60HZ 9H IP65 | 1 | 2.187 | 306.3455
| P480334 | TOPTER SWITCHED SOCKET WITH MECHANICAL INTERLOCK AND FUSE-HOLDER 63A 3P+E 100-130V 50-60HZ 4H IP65 | 1 | 2.355 | 347.0218
| P480336 | TOPTER SWITCHED SOCKET WITH MECHANICAL INTERLOCK AND FUSE-HOLDER 63A 3P+E 380-415V 50-60HZ 6H IP65 | 1 | 2.354 | 317.8
| P480339 | TOPTER SWITCHED SOCKET WITH MECHANICAL INTERLOCK AND FUSE-HOLDER 63A 3P+E 200-250V 50-60HZ 9H IP65 | 1 | 2.353 | 339.3855
| P480344 | TOPTER SWITCHED SOCKET WITH MECHANICAL INTERLOCK AND FUSE-HOLDER 63A 3P+N+E 100-130V 50-60HZ 4H IP65 | 1 | 2.45 | 368.6327
| P480346 | TOPTER SWITCHED SOCKET WITH MECHANICAL INTERLOCK AND FUSE-HOLDER 63A 3P+N+E 380-415V 50-60HZ 6H IP65 | 1 | 2.453 | 333.0473
| P480349 | TOPTER SWITCHED SOCKET WITH MECHANICAL INTERLOCK AND FUSE-HOLDER 63A 3P+N+E 200-250V 50-60HZ 9H IP65 | 1 | 2.445 | 357.2036
| P480426 | TAIS INTERLOCKED SOCKET IN GRP 2P+E 125A 230V 6H | 1 | 10.2 | 1279.4473
| P480434 | TAIS INTERLOCKED SOCKET IN GRP 3P+E 125A 110V 4H | 1 | 10.2 | 1297.9018
| P480435 | TAIS INTERLOCKED SOCKET IN GRP 3P+E 125A 690V 5H | 1 | 10.185 | 1297.9018
| P480436 | TAIS INTERLOCKED SOCKET IN GRP 3P+E 125A 400V 6H | 1 | 10.2 | 1259.6691
| P480437 | TAIS INTERLOCKED SOCKET IN GRP 3P+E 125A 500V 7H | 1 | 10.2 | 1297.9018
| P480439 | TAIS INTERLOCKED SOCKET IN GRP 3P+E 125A 230V 9H | 1 | 10.2 | 1297.9018
| P480444 | TAIS INTERLOCKED SOCKET IN GRP 3P+N+E 125A 110V 4H | 1 | 10.2 | 1413.8473
| P480445 | TAIS INTERLOCKED SOCKET IN GRP 3P+N+E 125A 690V 5H | 1 | 10.185 | 1413.8473
| P480446 | TAIS INTERLOCKED SOCKET IN GRP 3P+N+E 125A 400V 6H | 1 | 10.2 | 1370.3709
| P480447 | TAIS INTERLOCKED SOCKET IN GRP 3P+N+E 125A 500V 7H | 1 | 10.2 | 1413.8473
| P480449 | TAIS INTERLOCKED SOCKET IN GRP 3P+N+E 125A 230V 9H | 1 | 10.2 | 1413.8473
| P480530 | ALUMAX SWITCHED SOCKET WITH ELECTRICAL INTERLOCK AND MCCB 250A 3P+E 400V IP65 | 1 | 24.2 | 5296.9636
| P480531 | ALUMAX SWITCHED SOCKET WITH ELECTRICAL INTERLOCK AND MCCB 250A 3P+E 500V IP65 | 1 | 24.2 | 5296.9636
| P480550 | ALUMAX SWITCHED SOCKET WITH ELECTRICAL INTERLOCK AND MCCB 250A 3P+N+E 400V IP65 | 1 | 24.7 | 5481.4327
| P480551 | ALUMAX SWITCHED SOCKET WITH ELECTRICAL INTERLOCK AND MCCB 250A 3P+N+E 500V IP65 | 1 | 25.2 | 5530.2036
| P480650 | ALUMAX SWITCHED SOCKET WITH ELECTRICAL INTERLOCK AND MCCB 320A 3P+N+E 400V IP65 | 1 | 34.5 | 9342.1745
| P480651 | ALUMAX SWITCHED SOCKET WITH ELECTRICAL INTERLOCK AND MCCB 320A 3P+N+E 500V IP65 | 1 | 34.5 | 9342.1745
| P480750 | ALUMAX SWITCHED SOCKET WITH ELECTRICAL INTERLOCK AND MCCB 400A 3P+N+E 400V IP65 | 1 | 36.4 | 9812.5745
| P480751 | ALUMAX SWITCHED SOCKET WITH ELECTRICAL INTERLOCK AND MCCB 400A 3P+N+E 500V IP65 | 1 | 34 | 9812.5745
| P481324 | TOPTER SWITCHED SOCKET WITH MECHANICAL INTERLOCK 63A 2P+E 100-130V 50-60HZ 4H IP65 | 1 | 1.882 | 218.6291
| P481326 | TOPTER SWITCHED SOCKET WITH MECHANICAL INTERLOCK 63A 2P+E 200-250V 50-60HZ 6H IP65 | 1 | 1.888 | 214.8364
| P481329 | TOPTER SWITCHED SOCKET WITH MECHANICAL INTERLOCK 63A 2P+E 380-415V 50-60HZ 9H IP65 | 1 | 1.9 | 207.2
| P481334 | TOPTER SWITCHED SOCKET WITH MECHANICAL INTERLOCK 63A 3P+E 100-130V 50-60HZ 4H IP65 | 1 | 2.022 | 240.24
04-37-81336 | P481336 | TOPTER SWITCHED SOCKET WITH MECHANICAL INTERLOCK 63A 3P+E 380-415V 50-60HZ 6H IP65 | 1 | 2 | 159.55
| P481339 | TOPTER SWITCHED SOCKET WITH MECHANICAL INTERLOCK 63A 3P+E 200-250V 50-60HZ 9H IP65 | 1 | 2.027 | 236.4218
| P481344 | TOPTER SWITCHED SOCKET WITH MECHANICAL INTERLOCK 63A 3P+N+E 100-130V 50-60HZ 4H IP65 | 1 | 2.127 | 260.5782
04-37-48134 6 | P481346 | TOPTER SWITCHED SOCKET WITH MECHANICAL INTERLOCK 63A 3P+N+E 380-415V 50-60HZ 6H IP65 | 1 | 2.128 | 189
| P481349 | TOPTER SWITCHED SOCKET WITH MECHANICAL INTERLOCK 63A 3P+N+E 200-250V 50-60HZ 9H IP65 | 1 | 2.165 | 260.5782
| P482426 | TAIS INTERLOCKED SOCKET IN GRP WITH FUSES 2P+E 125A 230V 6H | 1 | 10.3 | 1400.6618
| P482434 | TAIS INTERLOCKED SOCKET IN GRP WITH FUSES 3P+E 125A 110V 4H | 1 | 10.3 | 1434.9236
| P482435 | TAIS INTERLOCKED SOCKET IN GRP WITH FUSES 3P+E 125A 690V 5H | 1 | 10.332 | 1434.9236
| P482436 | TAIS INTERLOCKED SOCKET IN GRP WITH FUSES 3P+E 125A 400V 6H | 1 | 10.3 | 1388.8
| P482437 | TAIS INTERLOCKED SOCKET IN GRP WITH FUSES 3P+E 125A 500V 7H | 1 | 10.3 | 1434.9236
| P482439 | TAIS INTERLOCKED SOCKET IN GRP WITH FUSES 3P+E 125A 230V 9H | 1 | 10.3 | 1434.9236
| P482444 | TAIS INTERLOCKED SOCKET IN GRP WITH FUSES 3P+N+E 125A 110V 4H | 1 | 10.3 | 1579.8618
| P482445 | TAIS INTERLOCKED SOCKET IN GRP WITH FUSES 3P+N+E 125A 690V 5H | 1 | 10.332 | 1579.8618
| P482446 | TAIS INTERLOCKED SOCKET IN GRP WITH FUSES 3P+N+E 125A 400V 6H | 1 | 10.3 | 1528.4691
| P482447 | TAIS INTERLOCKED SOCKET IN GRP WITH FUSES 3P+N+E 125A 500V 7H | 1 | 10.3 | 1579.8618
| P482449 | TAIS INTERLOCKED SOCKET IN GRP WITH FUSES 3P+N+E 125A 230V 9H | 1 | 10.3 | 1579.8618
| P483126 | TER SWITCHED SOCKET WITH MECHANICAL INTERLOCK AND EN50022 RAIL 16A 2P+E 200-250V 50-60HZ 6H IP55 | 1 | 0.945 | 97.8727
| P483226 | TER SWITCHED SOCKET WITH MECHANICAL INTERLOCK AND EN50022 RAIL 32A 2P+E 200-250V 50-60HZ 6H IP55 | 1 | 1.08 | 142.3673
| P483436 | TAIS INTERLOCKED SOCKET IN GRP WITH DIN RAIL 3P+E 125A 400V 6H | 1 | 10.9 | 1484.9927
| P483446 | TAIS INTERLOCKED SOCKET IN GRP WITH DIN RAIL 3P+N+E 125A 400V 6H | 1 | 10.9 | 1606.2327
| P484434 | TAIS INTERLOCKED SOCKET IN GRP WITH MCB 3P+E 125A 110V 4H | 1 | 10.8 | 1914.5636
| P484436 | TAIS INTERLOCKED SOCKET IN GRP WITH MCB 3P+E 125A 400V 6H | 1 | 10.8 | 1914.5636
| P484437 | TAIS INTERLOCKED SOCKET IN GRP WITH MCB 3P+E 125A 500V 7H | 1 | 10.8 | 1914.5636
| P484439 | TAIS INTERLOCKED SOCKET IN GRP WITH MCB 3P+E 125A 230V 9H | 1 | 10.8 | 1914.5636
| P484444 | TAIS INTERLOCKED SOCKET IN GRP WITH MCB 3P+N+E 125A 110V 4H | 1 | 10.8 | 2197.8473
| P484446 | TAIS INTERLOCKED SOCKET IN GRP WITH MCB 3P+N+E 125A 400V 6H | 1 | 10.8 | 2197.8473
| P484447 | TAIS INTERLOCKED SOCKET IN GRP WITH MCB 3P+N+E 125A 500V 7H | 1 | 10.8 | 2197.8473
| P484449 | TAIS INTERLOCKED SOCKET IN GRP WITH MCB3P+N+E 125A 230V 9H | 1 | 10.8 | 2197.8473
| P488114 | TOPTER PANEL MOUNTED SOCKET, 15° ANGLED, COMPACT FLANGE, 16A 2P+E 100-130V 50-60HZ 4H IP44 | 10 | 0.108 | 10.1055
| P488116 | TOPTER PANEL MOUNTED SOCKET, 15° ANGLED, COMPACT FLANGE, 16A 2P+E 200-250V 50-60HZ 6H IP44 | 10 | 0.106 | 9.9782
| P488124 | TOPTER PANEL MOUNTED SOCKET, 15° ANGLED, 16A 2P+E 100-130V 50-60HZ 4H IP44 | 1 | 0.134 | 11.1491
04-24-88126 | P488126 | TOPTER PANEL MOUNTED SOCKET, 15° ANGLED, 16A 2P+E 200-250V 50-60HZ 6H IP44 | 10 | 0.134 | 6.49
| P488129 | TOPTER PANEL MOUNTED SOCKET, 15° ANGLED, 16A 2P+E 380-415V 50-60HZ 9H IP44 | 1 | 0.134 | 12.7018
| P488134 | TOPTER PANEL MOUNTED SOCKET, 15° ANGLED, 16A 3P+E 100-130V 50-60HZ 4H IP44 | 1 | 0.142 | 14.9927
04-24-88136 | P488136 | TOPTER PANEL MOUNTED SOCKET, 15° ANGLED, 16A 3P+E 380-415V 50-60HZ 6H IP44 | 10 | 0.142 | 7.35
| P488139 | TOPTER PANEL MOUNTED SOCKET, 15° ANGLED, 16A 3P+E 200-250V 50-60HZ 9H IP44 | 1 | 0.142 | 12.7018
| P488144 | TOPTER PANEL MOUNTED SOCKET, 15° ANGLED, 16A 3P+N+E 100-130V 50-60HZ 4H IP44 | 1 | 0.185 | 16.3927
04-24-88146 | P488146 | TOPTER PANEL MOUNTED SOCKET, 15° ANGLED, 16A 3P+N+E 380-415V 50-60HZ 6H IP44 | 10 | 0.185 | 8.3895
| P488149 | TOPTER PANEL MOUNTED SOCKET, 15° ANGLED, 16A 3P+N+E 200-250V 50-60HZ 9H IP44 | 1 | 0.185 | 16.1382
| P488224 | TOPTER PANEL MOUNTED SOCKET, 15° ANGLED, 32A 2P+E 100-130V 50-60HZ 4H IP44 | 1 | 0.231 | 19.5745
04-24-88226 | P488226 | TOPTER PANEL MOUNTED SOCKET, 15° ANGLED, 32A 2P+E 200-250V 50-60HZ 6H IP44 | 5 | 0.231 | 10.1745
| P488229 | TOPTER PANEL MOUNTED SOCKET, 15° ANGLED, 32A 2P+E 380-415V 50-60HZ 9H IP44 | 1 | 0.231 | 20.72
| P488234 | TOPTER PANEL MOUNTED SOCKET, 15° ANGLED, 32A 3P+E 380-415V 50-60HZ 4H IP44 | 1 | 0.234 | 21.9927
04-24-88236 | P488236 | TOPTER PANEL MOUNTED SOCKET, 15° ANGLED, 32A 3P+E 380-415V 50-60HZ 6H IP44 | 5 | 0.234 | 11.655
| P488239 | TOPTER PANEL MOUNTED SOCKET, 15° ANGLED, 32A 3P+E 200-250V 50-60HZ 9H IP44 | 1 | 0.234 | 21.8655
| P488244 | TOPTER PANEL MOUNTED SOCKET, 15° ANGLED, 32A 3P+N+E 100-130V 50-60HZ 4H IP44 | 1 | 0.259 | 24.7927
04-24-88246 | P488246 | TOPTER PANEL MOUNTED SOCKET, 15° ANGLED, 32A 3P+N+E 380-415V 50-60HZ 6H IP44 | 5 | 0.259 | 12.726
| P488249 | TOPTER PANEL MOUNTED SOCKET, 15° ANGLED, 32A 3P+N+E 200-250V 50-60HZ 9H IP44 | 1 | 0.259 | 24.0291
| P489124 | TOPTER PANEL MOUNTED SOCKET, 15° ANGLED, 16A 2P+E 100-130V 50-60HZ 4H IP66/IP67 | 1 | 0.166 | 17.7927
04-24-89126 | P489126 | TOPTER PANEL MOUNTED SOCKET, 15° ANGLED, 16A 2P+E 200-250V 50-60HZ 6H IP66/IP67 | 10 | 0.166 | 9.74
| P489129 | TOPTER PANEL MOUNTED SOCKET, 15° ANGLED, 16A 2P+E 380-415V 50-60HZ 9H IP66/IP67 | 1 | 0.166 | 18.9382
| P489134 | TOPTER PANEL MOUNTED SOCKET, 15° ANGLED, 16A 3P+E 100-130V 50-60HZ 4H IP66/IP67 | 1 | 0.188 | 21.1018
04-24-89136 | P489136 | TOPTER PANEL MOUNTED SOCKET, 15° ANGLED, 16A 3P+E 380-415V 50-60HZ 6H IP66/IP67 | 10 | 0.188 | 10.88
| P489139 | TOPTER PANEL MOUNTED SOCKET, 15° ANGLED, 16A 3P+E 200-250V 50-60HZ 9H IP66/IP67 | 1 | 0.188 | 20.3382
| P489144 | TOPTER PANEL MOUNTED SOCKET, 15° ANGLED, 16A 3P+N+E 100-130V 50-60HZ 4H IP66/IP67 | 1 | 0.236 | 22.8836
04-24-89146 | P489146 | TOPTER PANEL MOUNTED SOCKET, 15° ANGLED, 16A 3P+N+E 380-415V 50-60HZ 6H IP66/IP67 | 10 | 0.236 | 12.726
| P489149 | TOPTER PANEL MOUNTED SOCKET, 15° ANGLED, 16A 3P+N+E 200-250V 50-60HZ 9H IP66/IP67 | 1 | 0.236 | 24.0291
| P489224 | TOPTER PANEL MOUNTED SOCKET, 15° ANGLED, 32A 2P+E 100-130V 50-60HZ 4H IP66/IP67 | 1 | 0.297 | 30.1382
04-24-89226 | P489226 | TOPTER PANEL MOUNTED SOCKET, 15° ANGLED, 32A 2P+E 200-250V 50-60HZ 6H IP66/IP67 | 5 | 0.297 | 15.33
| P489229 | TOPTER PANEL MOUNTED SOCKET, 15° ANGLED, 32A 3P+E 380-415V 50-60HZ 9H IP66/IP67 | 1 | 0.257 | 30.1382
| P489233 | TOPTER PANEL MOUNTED SOCKET, 15° ANGLED, 32A 3P+E 380V 50HZ-440V 60HZ 50-60HZ 3H IP66/IP67 | 1 | 0.311 | 17.6
| P489234 | TOPTER PANEL MOUNTED SOCKET, 15° ANGLED, 32A 3P+E 380-415V 50-60HZ 4H IP66/IP67 | 1 | 0.311 | 30.2655
04-24-89236 | P489236 | TOPTER PANEL MOUNTED SOCKET, 15° ANGLED, 32A 3P+E 380-415V 50-60HZ 6H IP66/IP67 | 5 | 0.311 | 16.91
| P489239 | TOPTER PANEL MOUNTED SOCKET, 15° ANGLED, 32A 3P+E 200-250V 50-60HZ 9H IP66/IP67 | 1 | 0.311 | 32.4036
| P489244 | TOPTER PANEL MOUNTED SOCKET, 15° ANGLED, 32A 3P+N+E 100-130V 50-60HZ 4H IP66/IP67 | 1 | 0.351 | 33.1673
04-24-89246 | P489246 | TOPTER PANEL MOUNTED SOCKET, 15° ANGLED, 32A 3P+N+E 380-415V 50-60HZ 6H IP66/IP67 | 5 | 0.351 | 18.69
| P489249 | TOPTER PANEL MOUNTED SOCKET, 15° ANGLED, 32A 3P+N+E 200-250V 50-60HZ 9H IP66/IP67 | 1 | 0.351 | 35.7127
| P489326 | TOPTER PANEL MOUNTED SOCKET, 15° ANGLED, 63A 2P+E 200-250V 50-60HZ 6H IP66/IP67 | 2 | 0.565 | 64.96
04-24-48933 6 | P489336 | TOPTER PANEL MOUNTED SOCKET, 15° ANGLED, 63A 3P+E 380-415V 50-60HZ 6H IP66/IP67 | 2 | 0.615 | 43.14
04-24-48934 6 | P489346 | TOPTER PANEL MOUNTED SOCKET, 15° ANGLED, 63A 3P+N+E 380-415V 50-60HZ 6H IP66/IP67 | 2 | 0.697 | 48.35
| P490024 | TOPTER SOCKET TOPTER PANEL MOUNTING WITH SAFETY TRANSFORMER 2P 16A 150VA 220/24V IP66/IP67 COMPLETE WITH THERMIC PROTECTION | 1 | 2.017 | 259.3055
| P490124 | TOPTER SWITCHED SOCKET WITH MECHANICAL INTERLOCK AND FUSE-HOLDER 16A 2P+E 100-130V 50-60HZ 4H IP66/IP67 | 1 | 0.72 | 130.9382
| P490126 | TOPTER SWITCHED SOCKET WITH MECHANICAL INTERLOCK AND FUSE-HOLDER 16A 2P+E 200-250V 50-60HZ 6H IP66/IP67 | 1 | 0.739 | 100.9273
| P490129 | TOPTER SWITCHED SOCKET WITH MECHANICAL INTERLOCK AND FUSE-HOLDER 16A 2P+E 380-415V 50-60HZ 9H IP66/IP67 | 1 | 0.72 | 126.8655
| P490134 | TOPTER SWITCHED SOCKET WITH MECHANICAL INTERLOCK AND FUSE-HOLDER 16A 3P+E 100-130V 50-60HZ 4H IP66/IP67 | 1 | 0.77 | 144.9127
| P490136 | TOPTER SWITCHED SOCKET WITH MECHANICAL INTERLOCK AND FUSE-HOLDER 16A 3P+E 380-415V 50-60HZ 6H IP66/IP67 | 1 | 0.793 | 118.8473
| P490139 | TOPTER SWITCHED SOCKET WITH MECHANICAL INTERLOCK AND FUSE-HOLDER 16A 3P+E 200-250V 50-60HZ 9H IP66/IP67 | 1 | 0.795 | 147.4582
| P490144 | TOPTER SWITCHED SOCKET WITH MECHANICAL INTERLOCK AND FUSE-HOLDER 16A 3P+N+E 100-130V 50-60HZ 4H IP66/IP67 | 1 | 0.839 | 152.5491
| P490146 | TOPTER SWITCHED SOCKET WITH MECHANICAL INTERLOCK AND FUSE-HOLDER 16A 3P+N+E 380-415V 50-60HZ 6H IP66/IP67 | 1 | 0.831 | 124.8291
| P490149 | TOPTER SWITCHED SOCKET WITH MECHANICAL INTERLOCK AND FUSE-HOLDER 16A 3P+N+E 200-250V 50-60HZ 9H IP66/IP67 | 1 | 0.823 | 156.3418
| P490224 | TOPTER SWITCHED SOCKET WITH MECHANICAL INTERLOCK AND FUSE-HOLDER 32A 2P+E 200-250V 50-60HZ 4H IP66/IP67 | 1 | 0.824 | 171.6145
| P490226 | TOPTER SWITCHED SOCKET WITH MECHANICAL INTERLOCK AND FUSE-HOLDER 32A 2P+E 200-250V 50-60HZ 6H IP66/IP67 | 1 | 0.855 | 138.5491
| P490229 | TOPTER SWITCHED SOCKET WITH MECHANICAL INTERLOCK AND FUSE-HOLDER 32A 2P+E 380-415V 50-60HZ 9H IP66/IP67 | 1 | 0.835 | 171.6145
| P490233 | TOPTER SWITCHED SOCKET WITH MECHANICAL INTERLOCK AND FUSE-HOLDER 32A 3P+E 380V 50HZ-440V 60HZ 50-60HZ 3H IP66/IP67 | 1 | 0.884 | 207.2
| P490234 | TOPTER SWITCHED SOCKET WITH MECHANICAL INTERLOCK AND FUSE-HOLDER 32A 3P+E 100-130V 50-60HZ 4H IP66/IP67 | 1 | 0.897 | 199.5636
| P490236 | TOPTER SWITCHED SOCKET WITH MECHANICAL INTERLOCK AND FUSE-HOLDER 32A 3P+E 380-415V 50-60HZ 6H IP66/IP67 | 1 | 0.877 | 167.7964
| P490239 | TOPTER SWITCHED SOCKET WITH MECHANICAL INTERLOCK AND FUSE-HOLDER 32A 3P+E 200-250V 50-60HZ 9H IP66/IP67 | 1 | 0.882 | 193.2255
| P490244 | TOPTER SWITCHED SOCKET WITH MECHANICAL INTERLOCK AND FUSE-HOLDER 32A 3P+N+E 100-130V 50-60HZ 4H IP66/IP67 | 1 | 0.93 | 211.0182
| P490246 | TOPTER SWITCHED SOCKET WITH MECHANICAL INTERLOCK AND FUSE-HOLDER 32A 3P+N+E 380-415V 50-60HZ 6H IP66/IP67 | 1 | 0.979 | 175.4073
| P490249 | TOPTER SWITCHED SOCKET WITH MECHANICAL INTERLOCK AND FUSE-HOLDER 32A 3P+N+E 200-250V 50-60HZ 9H IP66/IP67 | 1 | 0.962 | 218.6291
| P491124 | TOPTER SWITCHED SOCKET WITH MECHANICAL INTERLOCK 16A 2P+E 100-130V 50-60HZ 4H IP66/IP67 | 1 | 0.595 | 75.7527
04-37-49112 6 | P491126 | TOPTER SWITCHED SOCKET WITH MECHANICAL INTERLOCK 16A 2P+E 200-250V 50-60HZ 6H IP66/IP67 | 1 | 0.608 | 41.96
| P491129 | TOPTER SWITCHED SOCKET WITH MECHANICAL INTERLOCK 16A 2P+E 380-415V 50-60HZ 9H IP66/IP67 | 1 | 0.609 | 78.8073
| P491134 | TOPTER SWITCHED SOCKET WITH MECHANICAL INTERLOCK 16A 3P+E 100-130V 50-60HZ 4H IP66/IP67 | 1 | 0.647 | 83.6436
04-37-49113 6 | P491136 | TOPTER SWITCHED SOCKET WITH MECHANICAL INTERLOCK 16A 3P+E 380-415V 50-60HZ 6H IP66/IP67 | 1 | 0.626 | 46.24
| P491139 | TOPTER SWITCHED SOCKET WITH MECHANICAL INTERLOCK 16A 3P+E 200-250V 50-60HZ 9H IP66/IP67 | 1 | 0.648 | 86.6982
| P491144 | TOPTER SWITCHED SOCKET WITH MECHANICAL INTERLOCK 16A 3P+N+E 100-130V 50-60HZ 4H IP66/IP67 | 1 | 0.67 | 90.7709
04-37-49114 | P491146 | TOPTER SWITCHED SOCKET WITH MECHANICAL INTERLOCK 16A 3P+N+E 380-415V 50-60HZ 6H IP66/IP67 | 1 | 0.668 | 50.51
| P491149 | TOPTER SWITCHED SOCKET WITH MECHANICAL INTERLOCK 16A 3P+N+E 200-250V 50-60HZ 9H IP66/IP67 | 1 | 0.699 | 92.6545
| P491224 | TOPTER SWITCHED SOCKET WITH MECHANICAL INTERLOCK 32A 2P+E 100-130V 50- 60HZ 4H IP66/IP67 | 1 | 0.705 | 101.8182
04-37-49122 6 | P491226 | TOPTER SWITCHED SOCKET WITH MECHANICAL INTERLOCK 32A 2P+E 200-250V 50-60HZ 6H IP66/IP67 | 1 | 0.722 | 54.43
| P491229 | TOPTER SWITCHED SOCKET WITH MECHANICAL INTERLOCK 32A 2P+E 380-415V 50-60HZ 9H IP66/IP67 | 1 | 0.716 | 103.2182
| P491233 | TOPTER SWITCHED SOCKET WITH MECHANICAL INTERLOCK 32A 3P+E 380V 50HZ-440V 60HZ 50-60HZ 3H IP66/IP67 | 1 | 0.748 | 64.35
| P491234 | TOPTER SWITCHED SOCKET WITH MECHANICAL INTERLOCK 32A 3P+E 100-130V 50-60HZ 4H IP66/IP67 | 1 | 0.768 | 108.0545
04-37-49123 6 | P491236 | TOPTER SWITCHED SOCKET WITH MECHANICAL INTERLOCK 32A 3P+E 380-415V 50-60HZ 6H IP66/IP67 | 1 | 0.765 | 60.46
| P491239 | TOPTER SWITCHED SOCKET WITH MECHANICAL INTERLOCK 32A 3P+E 200-250V 50-60HZ 9H IP66/IP67 | 1 | 0.752 | 109.7091
| P491244 | TOPTER SWITCHED SOCKET WITH MECHANICAL INTERLOCK 32A 3P+N+E 100-130V 50-60HZ 4H IP66/IP67 | 1 | 0.812 | 122.1564
04-37-49124 6 | P491246 | TOPTER SWITCHED SOCKET WITH MECHANICAL INTERLOCK 32A 3P+N+E 380-415V 50-60HZ 6H IP66/IP67 | 1 | 0.795 | 67.94
| P491249 | TOPTER SWITCHED SOCKET WITH MECHANICAL INTERLOCK 32A 3P+N+E 200-250V 50-60HZ 9H IP66/IP67 | 1 | 0.818 | 124.5745
| P492124 | TOPTER SWITCHED SOCKET WITH MECHANICAL INTERLOCK 16A 2P+E 100-130V 50-60HZ 4H IP44 | 1 | 0.578 | 61.3964
04-37-49212 6 | P492126 | TOPTER SWITCHED SOCKET WITH MECHANICAL INTERLOCK 16A 2P+E 200-250V 50-60HZ 6H IP44 | 1 | 0.567 | 32.94
04-37-49213 6 | P492136 | TOPTER SWITCHED SOCKET WITH MECHANICAL INTERLOCK 16A 3P+E 380-415V 50-60HZ 6H IP44 | 1 | 0.616 | 34.79
04-37-49214 6 | P492146 | TOPTER SWITCHED SOCKET WITH MECHANICAL INTERLOCK 16A 3P+N+E 380-415V 50-60HZ 6H IP44 | 1 | 0.632 | 39.51
04-37-49222 6 | P492226 | TOPTER SWITCHED SOCKET WITH MECHANICAL INTERLOCK 32A 2P+E 200-250V 50-60HZ 6H IP44 | 1 | 0.665 | 40.54
04-37-49223 6 | P492236 | TOPTER SWITCHED SOCKET WITH MECHANICAL INTERLOCK 32A 3P+E 380-415V 50-60HZ 6H IP44 | 1 | 0.774 | 40.67
04-37-49224 6 | P492246 | TOPTER SWITCHED SOCKET WITH MECHANICAL INTERLOCK 32A 3P+N+E 380-415V 50-60HZ 6H IP44 | 1 | 0.738 | 45.33
| P493124 | PRIMA SWITCHED SOCKET WITH MECHANICAL INTERLOCK 16A 2P+E 100-130V 50-60HZ 6H IP44 | 1 | 0.581 | 55.9236
| P493126 | PRIMA SWITCHED SOCKET WITH MECHANICAL INTERLOCK 16A 2P+E 200-250V 50-60HZ 6H IP44 | 1 | 0.582 | 52.8691
| P493136 | PRIMA SWITCHED SOCKET WITH MECHANICAL INTERLOCK 16A 3P+E 380-415V 50-60HZ 6H IP44 | 1 | 0.621 | 58.8509
| P493146 | PRIMA SWITCHED SOCKET WITH MECHANICAL INTERLOCK 16A 3P+N+E 380-415V 50-60HZ 6H IP44 | 1 | 0.658 | 66.7418
| P493226 | PRIMA SWITCHED SOCKET WITH MECHANICAL INTERLOCK 32A 2P+E 200-250V 50-60HZ 6H IP44 | 1 | 0.678 | 62.2873
| P493236 | PRIMA SWITCHED SOCKET WITH MECHANICAL INTERLOCK 32A 3P+E 380-415V 50-60HZ 6H IP44 | 1 | 0.721 | 72.1891
| P493246 | PRIMA SWITCHED SOCKET WITH MECHANICAL INTERLOCK 32A 3P+N+E 380-415V 50-60HZ 6H IP44 | 1 | 0.778 | 80.7164
| P494124 | PRIMA SWITCHED SOCKET WITH MECHANICAL INTERLOCK AND FUSE-HOLDER 16A 2P+E 100-130V 50-60HZ 4H IP44 | 1 | 0.729 | 108.9455
| P494126 | PRIMA SWITCHED SOCKET WITH MECHANICAL INTERLOCK AND FUSE-HOLDER 16A 2P+E 200-250V 50-60HZ 6H IP44 | 1 | 0.734 | 77.6618
| P494136 | PRIMA SWITCHED SOCKET WITH MECHANICAL INTERLOCK AND FUSE-HOLDER 16A 3P+E 380-415V 50-60HZ 6H IP44 | 1 | 0.792 | 93.2909
| P494146 | PRIMA SWITCHED SOCKET WITH MECHANICAL INTERLOCK AND FUSE-HOLDER 16A 3P+N+E 380-415V 50-60HZ 6H IP44 | 1 | 0.84 | 100.6727
| P494226 | PRIMA SWITCHED SOCKET WITH MECHANICAL INTERLOCK AND FUSE-HOLDER 32A 2P+E 200-250V 50-60HZ 6H IP44 | 1 | 0.826 | 116.6836
| P494236 | PRIMA SWITCHED SOCKET WITH MECHANICAL INTERLOCK AND FUSE-HOLDER 32A 3P+E 380-415V 50-60HZ 6H IP44 | 1 | 0.898 | 143.64
| P494246 | PRIMA SWITCHED SOCKET WITH MECHANICAL INTERLOCK AND FUSE-HOLDER 32A 3P+N+E 380-415V 50-60HZ 6H IP44 | 1 | 0.986 | 151.2764
| P495124 | PRIMA SWITCHED SOCKET WITH MECHANICAL INTERLOCK 16A 2P+E 100-130V 50-60HZ 4H IP55 | 1 | 0.613 | 69.5418
| P495126 | PRIMA SWITCHED SOCKET WITH MECHANICAL INTERLOCK 16A 2P+E 200-250V 50-60HZ 6H IP55 | 1 | 0.609 | 60.76
| P495129 | PRIMA SWITCHED SOCKET WITH MECHANICAL INTERLOCK 16A 2P+E 380-415V 50-60HZ 9H IP55 | 1 | 0.623 | 69.5418
| P495134 | PRIMA SWITCHED SOCKET WITH MECHANICAL INTERLOCK 16A 3P+E 100-130V 50-60HZ 4H IP55 | 1 | 0.6 | 73.7164
| P495136 | PRIMA SWITCHED SOCKET WITH MECHANICAL INTERLOCK 16A 3P+E 380-415V 50-60HZ 6H IP55 | 1 | 0.657 | 66.2327
| P495139 | PRIMA SWITCHED SOCKET WITH MECHANICAL INTERLOCK 16A 3P+E 200-250V 50-60HZ 9H IP55 | 1 | 0.658 | 77.1527
| P495144 | PRIMA SWITCHED SOCKET WITH MECHANICAL INTERLOCK 16A 3P+N+E 100-130V 50-60HZ 4H IP55 | 1 | 0.697 | 80.3345
| P495146 | PRIMA SWITCHED SOCKET WITH MECHANICAL INTERLOCK 16A 3P+N+E 380-415V 50-60HZ 6H IP55 | 1 | 0.707 | 72.8255
| P495149 | PRIMA SWITCHED SOCKET WITH MECHANICAL INTERLOCK 16A 3P+N+E 200-250V 50-60HZ 9H IP55 | 1 | 0.698 | 81.8618
| P495224 | PRIMA SWITCHED SOCKET WITH MECHANICAL INTERLOCK 32A 2P+E 100-130V 50-60HZ 4H IP55 | 1 | 0.72 | 90.3891
| P495226 | PRIMA SWITCHED SOCKET WITH MECHANICAL INTERLOCK 32A 2P+E 200-250V 50-60HZ 6H IP55 | 1 | 0.732 | 80.8436
| P495229 | PRIMA SWITCHED SOCKET WITH MECHANICAL INTERLOCK 32A 2P+E 380-415V 50-60HZ 9H IP55 | 1 | 0.73 | 91.0255
| P495233 | PRIMA SWITCHED SOCKET WITH MECHANICAL INTERLOCK 32A 3P+E 380V 50HZ-440V 60HZ 50-60HZ 3H IP55 | 1 | 0.765 | 104.8727
| P495234 | PRIMA SWITCHED SOCKET WITH MECHANICAL INTERLOCK 32A 3P+E 100-130V 50-60HZ 4H IP55 | 1 | 0.78 | 95.9636
| P495236 | PRIMA SWITCHED SOCKET WITH MECHANICAL INTERLOCK 32A 3P+E 380-415V 50-60HZ 6H IP55 | 1 | 0.769 | 88.3527
| P495239 | PRIMA SWITCHED SOCKET WITH MECHANICAL INTERLOCK 32A 3P+E 200-250V 50-60HZ 9H IP55 | 1 | 0.808 | 97.8727
| P495244 | PRIMA SWITCHED SOCKET WITH MECHANICAL INTERLOCK 32A 3P+N+E 100-130V 50-60HZ 4H IP55 | 1 | 0.84 | 108.1818
| P495246 | PRIMA SWITCHED SOCKET WITH MECHANICAL INTERLOCK 32A 3P+N+E 380-415V 50-60HZ 6H IP55 | 1 | 0.843 | 98.3818
| P495249 | PRIMA SWITCHED SOCKET WITH MECHANICAL INTERLOCK 32A 3P+N+E 200-250V 50-60HZ 9H IP55 | 1 | 0.831 | 110.0909
| P496024 | PRIMA PANEL MOUNTING PRIMA SOCKET WITH TRANSFORMER 2P 16A 150VA 220/24V IP55 | 1 | 1.985 | 251.6945
| P496124 | PRIMA SWITCHED SOCKET WITH MECHANICAL INTERLOCK AND FUSE-HOLDER 16A 2P+E 100-130V 50-60HZ 4H IP55 | 1 | 0.753 | 118.72
| P496126 | PRIMA SWITCHED SOCKET WITH MECHANICAL INTERLOCK AND FUSE-HOLDER 16A 2P+E 200-250V 50-60HZ 6H IP55 | 1 | 0.754 | 97.6182
| P496129 | PRIMA SWITCHED SOCKET WITH MECHANICAL INTERLOCK AND FUSE-HOLDER 16A 2P+E 380-415V 50-60HZ 9H IP55 | 1 | 0.754 | 115.1564
| P496134 | PRIMA SWITCHED SOCKET WITH MECHANICAL INTERLOCK AND FUSE-HOLDER 16A 3P+E 100-130V 50-60HZ 4H IP55 | 1 | 0.82 | 132.2109
| P496136 | PRIMA SWITCHED SOCKET WITH MECHANICAL INTERLOCK AND FUSE-HOLDER 16A 3P+E 380-415V 50-60HZ 6H IP55 | 1 | 0.819 | 111.2364
| P496139 | PRIMA SWITCHED SOCKET WITH MECHANICAL INTERLOCK AND FUSE-HOLDER 16A 3P+E 200-250V 50-60HZ 9H IP55 | 1 | 0.82 | 136.0036
| P496144 | PRIMA SWITCHED SOCKET WITH MECHANICAL INTERLOCK AND FUSE-HOLDER 16A 3P+N+E 100-130V 50-60HZ 4H IP55 | 1 | 0.88 | 138.5491
| P496146 | PRIMA SWITCHED SOCKET WITH MECHANICAL INTERLOCK AND FUSE-HOLDER 16A 3P+N+E 380-415V 50-60HZ 6H IP55 | 1 | 0.879 | 121.2655
| P496149 | PRIMA SWITCHED SOCKET WITH MECHANICAL INTERLOCK AND FUSE-HOLDER 16A 3P+N+E 200-250V 50-60HZ 9H IP55 | 1 | 0.88 | 141.0945
| P496224 | PRIMA SWITCHED SOCKET WITH MECHANICAL INTERLOCK AND FUSE-HOLDER 32A 2P+E 100-130V 50-60HZ 4H IP55 | 1 | 0.88 | 155.0691
| P496226 | PRIMA SWITCHED SOCKET WITH MECHANICAL INTERLOCK AND FUSE-HOLDER 32A 2P+E 200-250V 50-60HZ 6H IP55 | 1 | 0.878 | 132.2109
| P496229 | PRIMA SWITCHED SOCKET WITH MECHANICAL INTERLOCK AND FUSE-HOLDER 32A 2P+E 380-415V 50-60HZ 9H IP55 | 1 | 0.88 | 155.0691
| P496233 | PRIMA SWITCHED SOCKET WITH MECHANICAL INTERLOCK AND FUSE-HOLDER 32A 3P+E 380V 50HZ-440V 60HZ 50-60HZ 3H IP55 | 1 | 0.935 | 186.8618
| P496234 | PRIMA SWITCHED SOCKET WITH MECHANICAL INTERLOCK AND FUSE-HOLDER 32A 3P+E 100-130V 50-60HZ 4H IP55 | 1 | 0.93 | 179.2255
| P496236 | PRIMA SWITCHED SOCKET WITH MECHANICAL INTERLOCK AND FUSE-HOLDER 32A 3P+E 380-415V 50-60HZ 6H IP55 | 1 | 0.929 | 153.7964
| P496239 | PRIMA SWITCHED SOCKET WITH MECHANICAL INTERLOCK AND FUSE-HOLDER 32A 3P+E 200-250V 50-60HZ 9H IP55 | 1 | 0.934 | 174.16
| P496244 | PRIMA SWITCHED SOCKET WITH MECHANICAL INTERLOCK AND FUSE-HOLDER 32A 3P+N+E 100-130V 50-60HZ 4H IP55 | 1 | 1.025 | 190.68
| P496246 | PRIMA SWITCHED SOCKET WITH MECHANICAL INTERLOCK AND FUSE-HOLDER 32A 3P+N+E 380-415V 50-60HZ 6H IP55 | 1 | 1.027 | 165.2509
| P496249 | PRIMA SWITCHED SOCKET WITH MECHANICAL INTERLOCK AND FUSE-HOLDER 32A 3P+N+E 200-250V 50-60HZ 9H IP55 | 1 | 1.022 | 198.2909
| P499126 | TOPTER SWITCHED SOCKET WITH MECHANICAL INTERLOCK, FUSE-HOLDER AND LED INDICATOR 16A 2P+E 200-250V 50-60HZ 6H IP66/IP67 | 1 | 0.739 | 115.5382
| P499136 | TOPTER SWITCHED SOCKET WITH MECHANICAL INTERLOCK, FUSE-HOLDER AND LED INDICATOR 16A 3P+E 380-415V 50-60HZ 6H IP66/IP67 | 1 | 0.788 | 141.0945
| P499146 | TOPTER SWITCHED SOCKET WITH MECHANICAL INTERLOCK, FUSE-HOLDER AND LED INDICATOR 16A 3P+N+E 380-415V 50-60HZ 6H IP66/IP67 | 1 | 0.835 | 146.1855
| P499226 | TOPTER SWITCHED SOCKET WITH MECHANICAL INTERLOCK, FUSE-HOLDER AND LED INDICATOR 32A 2P+E 200-250V 50-60HZ 6H IP66/IP67 | 1 | 0.875 | 151.2764
| P499236 | TOPTER SWITCHED SOCKET WITH MECHANICAL INTERLOCK, FUSE-HOLDER AND LED INDICATOR 32A 3P+E 380-415V 50-60HZ 6H IP66/IP67 | 1 | 0.898 | 186.8618
| P499246 | TOPTER SWITCHED SOCKET WITH MECHANICAL INTERLOCK, FUSE-HOLDER AND LED INDICATOR 3P+N+E32A 380-415V 50-60HZ 6H IP66/IP67 | 1 | 0.94 | 198.2909
| P500603 | ENERGY TAIS JUNCTION BOX 370X500 WITH 4X 200MM² TERMINAL BLOCK FOR MT3/FS3 SUPPORT TYPE, ENTRY PG48 - IP65 | 1 | 17.83 | 704.9382
| P500750 | ENERGY TAIS ASSEMBLY ACS ON SUPPORT WITH 6 SWITCHED INTERLOCKED SOCKETS 2X 16A 2P+E 230V/2X 16A 3P+E 400V/ 1X32A 3P+N+E 400V/1X63A 3P+N+E 230-400V TRANSFORMER 1X16A 2P 230-400V 230-400V IP65 | 1 | 95 | 9775.6909
| P500753 | ENERGY TAIS ASSEMBLY ACS ON SUPPORT WITH 5 SWITCHED INTERLOCKED SOCKETS 3X 16A 2P+E 230V/1X16A 3P+E 400V/1X32A 3P+E 230-400V IP65 | 1 | 93 | 9684.7673
| P500762 | ENERGY TAIS ASSEMBLY ACS ON SUPPORT WITH 6 SWITCHED INTERLOCKED SOCKETS 4X 16A 2P+E 230V/2X 16A 3P+E 230-400V IP65 | 1 | 92 | 9224.9055
| P500766 | ENERGY TAIS ASSEMBLY ACS ON SUPPORT WITH 5 SWITCHED INTERLOCKED SOCKETS 2X 16A 2P+E 230V/2X 16A 3P+E 400V/ 1X32A 3P+N+E 230-400V IP65 | 1 | 80 | 9031.1964
| P500767 | ENERGY TAIS ASSEMBLY ACS ON SUPPORT WITH 5 SWITCHED INTERLOCKED SOCKETS 2X 16A 2P+E 230V/2X 16A 3P+E 400V/1X32A 3P+E 230-400V IP65 | 1 | 85 | 9293.4291
| P500768 | ENERGY TAIS ASSEMBLY ACS ON SUPPORT WITH 5 SWITCHED INTERLOCKED SOCKETS 2X 16A 2P+E 230V/2X 16A 3P+N+E 400V/ 1X32A 3P+N+E 230-400V IP65 | 1 | 79 | 9104.9891
| P500770 | ENERGY TAIS ASSEMBLY ACS ON SUPPORT WITH 5 SWITCHED INTERLOCKED SOCKETS 3X 16A 2P+E 230V/1X16A 3P+E 400V/1X32A 3P+N+E 230-400V IP65 | 1 | 83 | 8962.6982
| P500790 | ENERGY TAIS ASSEMBLY ACS ON SUPPORT WITH 6 SWITCHED INTERLOCKED SOCKETS 2X 16A 2P+E 230V/2X 32A 3P+E 230V/2X 32A 3P+N+E 230-400V TRANSFORMER 1X16A 2P 230-400V 230-400V IP65 | 1 | 91.476 | 12968.3527
| P500792 | ENERGY TAIS ASSEMBLY ACS ON SUPPORT WITH 6 SWITCHED INTERLOCKED SOCKETS 2X 16A 2P+E 230V/4X 32A 3P+E 230-400V TRANSFORMER 16A 1X2P 230-400V 230-400V IP65 | 1 | 110 | 13098.8073
| P500800 | ENERGY TAIS ASSEMBLY ACS ON SUPPORT WITH 6 SWITCHED INTERLOCKED SOCKETS 2X 16A 2P+E 230V/2X 16A 3P+E 400V/2X 32A 3P+E 230-400V TRANSFORMER 1X16A 2P 230-400V 230-400V IP65 | 1 | 110 | 12903.8
| P500801 | ENERGY TAIS ASSEMBLY ACS ON SUPPORT WITH 7 SWITCHED INTERLOCKED SOCKETS 2X 16A 2P+E 230V/2X 16A 3P+E 400V/3X 32A 3P+N+E 230-400V IP65 | 1 | 89 | 12903.8
| P500802 | ENERGY TAIS ASSEMBLY ACS ON SUPPORT WITH 7 SWITCHED INTERLOCKED SOCKETS 2X 16A 2P+E 230V/2X 16A 3P+E 400V/3X 32A 3P+E 230-400V IP65 | 1 | 52 | 12725.8982
| P500816 | ENERGY TAIS ASSEMBLY ACS ON SUPPORT WITH 6 SWITCHED INTERLOCKED SOCKETS 2X 16A 2P+E 230V/2X 16A 3P+E 400V/2X 32A 3P+N+E 230-400V IP65 | 1 | 95 | 12243.6364
| P500817 | ENERGY TAIS ASSEMBLY ACS ON SUPPORT WITH 6 SWITCHED INTERLOCKED SOCKETS 2X 16A 2P+E 230V/2X 16A 3P+E 400V/2X 32A 3P+E 230-400V IP65 | 1 | 95 | 12118.4764
| P500830 | ENERGY TAIS ASSEMBLY ACS ON SUPPORT WITH 7 SWITCHED INTERLOCKED SOCKETS 2X 16A 2P+E 230V/2X 16A 3P+E 400V/2X 32A 3P+N+E 400V/1X63A 3P+N+E 230-400V TRANSFORMER 2P 16A 2P 230-400V 230-400V IP65 | 1 | 170.801 | 17527.44
| P500831 | ENERGY TAIS ASSEMBLY ACS ON SUPPORT WITH 5 SWITCHED INTERLOCKED SOCKETS 2X 16A 2P+E 230V/2X 16A 3P+E 400V/1X63A 3P+N+E 230-400V TRANSFORMER 2P 16A 2P 230-400V 230-400V IP65 | 1 | 170.397 | 17412.7927
| P500833 | ENERGY TAIS ASSEMBLY ACS ON SUPPORT WITH 9 SWITCHED INTERLOCKED SOCKETS 3X 16A 2P+E 230V/3X 16A 3P+E 400V/2X 32A 3P+N+E 400V/1X63A 3P+N+E 230-400V IP65 | 1 | 161.675 | 16902.8618
| P500835 | ENERGY TAIS ASSEMBLY ACS ON SUPPORT WITH 9 SWITCHED INTERLOCKED SOCKETS 3X 16A 2P+E 230V/3X 16A 3P+E 400V/2X 32A 3P+E 400V/1X63A 3P+E 400V IP65 | 1 | 162 | 16602.4473
| P500840 | ENERGY TAIS ASSEMBLY ACS ON SUPPORT WITH 7 SWITCHED INTERLOCKED SOCKETS 2X 16A 2P+E 230V/2X 16A 3P+E 400V/2X 32A 3P+N+E 400V/1X63A 3P+N+E 230-400V TRANSFORMER 1X16A 2P 230-400V 230-400V IP65 | 1 | 160.773 | 16738.1709
| P500841 | ENERGY TAIS ASSEMBLY ACS ON SUPPORT WITH 7 SWITCHED INTERLOCKED SOCKETS 2X 16A 2P+E 230V/2X 16A 3P+E 400V/2X 32A 3P+E 230V/1X63A 3P+N+E 230-400V TRANSFORMER 1X16A 2P 230-400V 230-400V IP65 | 1 | 160.36 | 16616.9309
| P500843 | ENERGY TAIS ASSEMBLY ACS ON SUPPORT WITH 6 SWITCHED INTERLOCKED SOCKETS 2X 16A 2P+E 230V/2X 16A 3P+E 400V/2X 32A 3P+N+E 230-400V TRANSFORMER 1X16A 2P 230-400V 230-400V IP65 | 1 | 151.39 | 15996.3236
| P500860 | ENERGY TAIS ASSEMBLY ACS ON SUPPORT WITH 5 PRESE INTERBLOCCATE WITH FUSES 2X 16A 2P+E 230V/2X 16A 3P+E 400V/ 1X32A 3P+E 230-400V IP65 | 1 | 72 | 7471.1127
| P500861 | ENERGY TAIS ASSEMBLY ACS ON SUPPORT WITH 5 PRESE INTERBLOCCATE WITH FUSES 2X 16A 2P+E 230V/2X 16A 3P+E 400V/1X32 3P+N+E 230-400V IP65 | 1 | 53.498 | 7485.5964
| P500863 | ENERGY TAIS ASSEMBLY ACS ON SUPPORT WITH 5 PRESE INTERBLOCCATE WITH FUSES 3X 16A 2P+E 230V/1X16A 3P+E 400V/ 1X32A 3P+E 230-400V IP65 | 1 | 54 | 7456.6036
| P500872 | ENERGY TAIS ASSEMBLY ACS ON SUPPORT WITH 5 PRESE INTERBLOCCATE WITH FUSES 2X 16A 2P+E 230V/3X 16A 3P+E 230-400V IP65 | 1 | 51.733 | 7359.1127
| P500874 | ENERGY TAIS ASSEMBLY ACS ON SUPPORT WITH 5 PRESE INTERBLOCCATE WITH FUSES 3X 16A 2P+E 230V/2X 16A 3P+E 230-400V IP65 | 1 | 51.646 | 7327.4727
| P500884 | ENERGY METALBOX CABINET IN PAINTED ZINCED STEEL 1160X740X430 | 1 | 51 | 1967.2545
| P500885 | ENERGY METALBOX CABINET IN PAINTED ZINCED STEEL 1530X740X430 | 1 | 65 | 2113.5164
| P500886 | ENERGY METALBOX PAIR OF SUPPORT IN PAINTED ZINC STEEL FOR ACS ENERGYBOX | 1 | 9.25 | 476.9927
| P500890 | ENERGY TAIS ASSEMBLY ACS ON SUPPORT WITH 5 DIRECT OUTPUTS WITH MCBS | 1 | 93 | 7627.9127
| P500891 | ENERGY TAIS ASSEMBLY ACS ON SUPPORT WITH 5 DIRECT OUTPUTS WITH MCBS | 1 | 92 | 8418.5055
| P500892 | ENERGY TAIS ASSEMBLY ACS ON SUPPORT WITH 6 DIRECT OUTPUTS WITH MCBS | 1 | 102 | 9058.8655
| P500893 | ENERGY TAIS ASSEMBLY ACS ON SUPPORT WITH 6 DIRECT OUTPUTS WITH MCBS | 1 | 106 | 10170.9745
| P500894 | ENERGY TAIS ASSEMBLY ACS ON SUPPORT WITH 7 DIRECT OUTPUTS WITH MCBS | 1 | 108 | 9376.4364
| P500895 | ENERGY TAIS ASSEMBLY ACS ON SUPPORT WITH 7 DIRECT OUTPUTS WITH MCBS | 1 | 110 | 10491.1673
| P500896 | ENERGY TAIS ASSEMBLY ACS ON SUPPORT WITH 8 DIRECT OUTPUTS WITH MCBS | 1 | 170 | 9849.4582
| P500897 | ENERGY TAIS ASSEMBLY ACS ON SUPPORT WITH 8 DIRECT OUTPUTS WITH MCBS | 1 | 174 | 11123.6364
| P500900 | ENERGY TAIS ASSEMBLY ACS ON SUPPORT WITH 6 PRESE INTERBLOCCATE WITH FUSES 2X 16A 2P+E 230V/2X 16A 3P+E 400V/2X 32A 3P+E 230-400V TRANSFORMER 2P 16A 2P 230-400V 230-400V IP65 | 1 | 97 | 11808.8218
| P500903 | ENERGY TAIS ASSEMBLY ACS ON SUPPORT WITH 7 PRESE INTERBLOCCATE WITH FUSES 3X 16A 2P+E 230V/2X 16A 3P+E 400V/2X 32A 3P+E 230-400V TRANSFORMER 1X16A 2P 230-400V 230-400V IP65 | 1 | 104 | 11547.9127
| P500904 | ENERGY TAIS ASSEMBLY ACS ON SUPPORT WITH 7 PRESE INTERBLOCCATE WITH FUSES 3X 16A 2P+E 230V/2X 16A 3P+E 400V/2X 32 3P+N+E 230-400V TR ANSFORMER 1X16A 2P 230-400V 230-400V IP65 | 1 | 86.846 | 11600.6291
| P500916 | ENERGY TAIS ASSEMBLY ACS ON SUPPORT WITH 8 PRESE INTERBLOCCATE WITH FUSES 3X 16A 2P+E 230V/3X 16A 3P+E 400V/2X 32 3P+N+E 230-400V IP65 | 1 | 100 | 11364.7673
| P500918 | ENERGY TAIS ASSEMBLY ACS ON SUPPORT WITH 6 PRESE INTERBLOCCATE WITH FUSES 2X 16A 2P+E 230V/2X 63A 3P+E 230-400V TRANSFORMER 2P 16A 2P 230-400V 230-400V IP65 | 1 | 89.014 | 11753.4836
| P500930 | ENERGY TAIS ASSEMBLY ACS ON SUPPORT WITH 11 SWITCHED INTERLOCKED SOCKETS 4X 16A 2P+E 230V/2X 16A 3P+E 400V/2X 32A 3P+E 400V/1X63A 3P+E 400V, 2P TRANSFORMER 16A 2P 230-400V 144VA WITH FUSES IP65 | 1 | 175.411 | 16309.9236
| P500933 | ENERGY TAIS ASSEMBLY ACS ON SUPPORT WITH 11 SWITCHED INTERLOCKED SOCKETS 4X 16A 2P+E 230V/4X 16A 3P+E 400V/2X 32A 3P+E 400V/1X63A 3P+E 230-400V WITH FUSES IP65 | 1 | 170 | 15554.9164
| P500934 | ENERGY TAIS ASSEMBLY ACS ON SUPPORT WITH 11 SWITCHED INTERLOCKED SOCKETS 4X 16A 2P+E 230V/2X 16A 3P+E 400V/2X 32A 3P+E 400V/1X63A 3P+N+E 230-400V WITH FUSES IP65 | 1 | 170 | 15996.3236
| P500935 | ENERGY TAIS ASSEMBLY ACS ON SUPPORT WITH 11 SWITCHED INTERLOCKED SOCKETS 4X 16A 2P+E 230V/4X 16A 3P+E 400V/2X 32A 3P+E 400V/1X63A 3P+N+E 230-400V WITH FUSES IP65 | 1 | 172 | 15934.3927
| P500936 | ENERGY TAIS ASSEMBLY ACS ON SUPPORT WITH 11 SWITCHED INTERLOCKED SOCKETS 4X 16A 2P+E 230V/2X 16A 3P+E 400V/2X 16A 3P+N+E 400V/2X 32A 3P+E 400V/1X63A 3P+N+E 230-400V WITH FUSES IP65 | 1 | 170 | 16012.1309
| P500941 | ENERGY TAIS ASSEMBLY ACS ON SUPPORT WITH 9 PRESE INTERBLOCCATE WITH FUSES 4X 16A 2P+E 230V/2X 16A 3P+E 400V/2X 32A 3P+E 230V/ 1X63A 3P+E 230-400V TRANSFORMER 1X16A 2P 230-400V 230-400V IP65 | 1 | 170.051 | 15831.6073
| P500943 | ENERGY TAIS ASSEMBLY ACS ON SUPPORT WITH 9 PRESE INTERBLOCCATE WITH FUSES 4X 16A 2P+E 230V/2X 16A 3P+E 400V/2X 32 3P+N+E 400V/ 1X63A 3P+N+E 230-400V TRANSFORMER 1X16A 2P 230-400V 230-400V IP65 | 1 | 170.44 | 15979.1927
| P500949 | ENERGY TAIS ASSEMBLY ACS ON SUPPORT WITH 8 PRESE INTERBLOCCATE WITH FUSES 3X 16A 2P+E 230V/3X 16A 3P+E 400V/2X 32 3P+N+E 400/1X63A 3P+N+E 230-400V IP65 | 1 | 188 | 15523.2764
| P501500 | ENERGY TAIS SUPPORT FS1 | 1 | 50 | 3182.1236
| P501501 | ENERGY TAIS SUPPORT MT1 | 1 | 56 | 3373.1855
| P501502 | ENERGY TAIS SUPPORT MT2/FS2 | 1 | 62 | 3545.8182
| P501503 | ENERGY TAIS SUPPORT MT3/FS3 | 1 | 117 | 5262.7018
| P501530 | ENERGYBOX EMPTY BOX FOR REALIZING WIRED ASSEMBLIES UP TO 6 SOCKETS | 1 | 12.8 | 749.9673
| P501531 | ACS ENERGYBOX BUILDING SITE DISTRIBUTION BOARD SPARE DOOR KIT | 1 | 3.68 | 419.4909
| P501540 | ENERGYBOX UNIVERSAL SUPPORT FOR ACS BOARDS | 1 | 8.055 | 444.8945
| P501545 | E.BOX PAIR OF STEEL SUPPORTS FOR DISTRIBUTION BOARD | 1 | 8 | 396.6073
| P501550 | ENERGYBOX CORD REWIND FOR EXTENSION LEADS ON ACS BOARDS | 1 | 2.051 | 84.7891
| P501560 | ENERGYBOX COVER WITH EMERGENCY PUSH-BUTTON IP55 | 1 | 0.482 | 75.7527
| P501565 | ENERGYBOX BOX WITH EMERGENCY PUSH-BUTTON IP55 | 1 | 0.5 | 79.1891
| P501580 | CEE ASSEMBLY SUPPORT FOR PLUGS AND SOCKETS 63-125A | 1 | 0.379 | 35.3055
| P501590 | ENERGYBOX KIT FOR ENTRY FOR WIRED ASSEMBLIES: CABLE GLAND M40 AND LOCKNUT | 1 | 0.001 | 88.0982
| P501591 | ENERGYBOX KIT FOR ENTRY FOR WIRED ASSEMBLIES: CABLE GLAND M40, LOCKNUT AND EMERGENCY PUSH-BUTTON | 1 | 0.575 | 311.4364
| P501595 | ENERGYBOX KIT FOR ENTRY FOR WIRED ASSEMBLIES: INDUSTRIAL INLET 63A 3P+N+E | 1 | 1.144 | 386.4255
| P508124 | TOPTER WALL MOUNTED SOCKET, 90° ANGLED, 16A 2P+E 100-130V 50-60HZ 4H IP44 | 1 | 0.301 | 17.1564
04-24-08126 | P508126 | TOPTER WALL MOUNTED SOCKET, 90° ANGLED, 16A 2P+E 200-250V 50-60HZ 6H IP44 | 1 | 0.301 | 8.66
04-24-08136 | P508136 | TOPTER WALL MOUNTED SOCKET, 90° ANGLED, 16A 3P+E 380-415V 50-60HZ 6H IP44 | 1 | 0.317 | 9.69
04-24-08146 | P508146 | TOPTER WALL MOUNTED SOCKET, 90° ANGLED, 16A 3P+N+E 380-415V 50-60HZ 6H IP44 | 1 | 0.337 | 10.03
| P508224 | TOPTER WALL MOUNTED SOCKET, 90° ANGLED, 32A 2P+E 100-130V 50-60HZ 4H IP44 | 1 | 0.359 | 29.12
04-24-50822 6 | P508226 | TOPTER WALL MOUNTED SOCKET, 90° ANGLED, 32A 2P+E 200-250V 50-60HZ 6H IP44 | 1 | 0.359 | 15.93
04-24-08236 | P508236 | TOPTER WALL MOUNTED SOCKET, 90° ANGLED, 32A 3P+E 380-415V 50-60HZ 6H IP44 | 1 | 0.375 | 13.04
04-24-08246 | P508246 | TOPTER WALL MOUNTED SOCKET, 90° ANGLED, 32A 3P+N+E 380-415V 50-60HZ 6H IP44 | 1 | 0.33 | 13.76
| P509124 | TOPTER WALL MOUNTED SOCKET, 90° ANGLED, 16A 2P+E 100-130V 50-60HZ 4H IP67 | 1 | 0.389 | 33.9309
04-24-50912 6 | P509126 | TOPTER WALL MOUNTED SOCKET, 90° ANGLED, 16A 2P+E 200-250V 50-60HZ 6H IP67 | 1 | 0.389 | 17.37
04-24-09136 | P509136 | TOPTER WALL MOUNTED SOCKET, 90° ANGLED, 16A 3P+E 380-415V 50-60HZ 6H IP67 | 1 | 0.4 | 18.71
04-24-09146 | P509146 | TOPTER WALL MOUNTED SOCKET, 90° ANGLED, 16A 3P+N+E 380-415V 50-60HZ 6H IP67 | 1 | 0.449 | 20.08
| P509224 | TOPTER WALL MOUNTED SOCKET, 90° ANGLED, 32A 2P+E 100-130V 50-60HZ 4H IP67 | 1 | 0.465 | 48.8218
04-24-50922 6 | P509226 | TOPTER WALL MOUNTED SOCKET, 90° ANGLED, 32A 2P+E 200-250V 50-60HZ 6H IP67 | 1 | 0.465 | 23.97
| P509233 | TOPTER WALL MOUNTED SOCKET, 90° ANGLED, 32A 3P+E 380-440V 3H IP67 | 1 | 0.476 | 51.24
04-24-50923 6 | P509236 | TOPTER WALL MOUNTED SOCKET, 90° ANGLED, 32A 3P+E 380-415V 6H IP67 | 1 | 0.476 | 25.03
04-24-50924 6 | P509246 | TOPTER WALL MOUNTED SOCKET, 90° ANGLED, 32A 3P+N+E 380-415V 50-60HZ 6H IP67 | 1 | 0.5 | 27.14
04-24-09326 | P509326 | TOPTER WALL MOUNTED SOCKET, 90° ANGLED, 63A 2P+E 200-250V 50-60HZ 6H IP67 | 1 | 1.094 | 102.7091
04-24-09336 | P509336 | TOPTER WALL MOUNTED SOCKET, 90° ANGLED, 63A 3P+E 380-415V 50-60HZ 6H IP67 | 1 | 1.183 | 53.35
04-24-09346 | P509346 | TOPTER WALL MOUNTED SOCKET, 90° ANGLED, 63A 3P+N+E 380-415V 50-60HZ 6H IP67 | 1 | 1.184 | 54.07
| P511110 | ALUBOX JUNCTION BOX IN ALUMINIUM ALLOY WITH BLIND WALLS 92X92X42 | 1 | 0.211 | 30.9527
| P511112 | ALUPRES JUNCTION BOX IN ALUMINIUM ALLOY 92X92X42 WITH WINDOWS -/F0/-/F0 - IP67 | 1 | 0.224 | 34.0073
| P511114 | ALUPRES JUNCTION BOX IN ALUMINIUM ALLOY 92X92X42 WITH WINDOWS F0/F0/F0/F0 - IP67 | 1 | 0.221 | 38.9964
| P511122 | ALUPRES JUNCTION BOX IN ALUMINIUM ALLOY 92X125X42 WITH WINDOWS -/F0/-/F0 - IP67 | 1 | 0.275 | 35.9673
| P511124 | ALUPRES JUNCTION BOX IN ALUMINIUM ALLOY 92X125X42 WITH WINDOWS F0/F0/F0/F0 - IP67 | 1 | 0.28 | 53.2255
| P511142 | ALUPRES JUNCTION BOX IN ALUMINIUM ALLOY 185X92X42 WITH WINDOWS -/F0/-/F0 - IP67 | 1 | 0.387 | 44.9273
| P511144 | ALUPRES JUNCTION BOX IN ALUMINIUM ALLOY 185X185X42 WITH WINDOWS F0/F0/F0/F0 - IP67 | 1 | 0.37 | 48.2364
| P511147 | ALUPRES JUNCTION BOX IN ALUMINIUM ALLOY 185X92X42 WITH WINDOWS F0/F0/F0+F0/F0 - IP67 | 1 | 0.518 | 71.5527
| P511201 | ALUPRES BLIND COVER 125X185mm IP66/67/69 | 1 | 1.04 | 188.4145
| P511202 | ALUPRES BLIND COVER 250X185mm IP66/67/69 | 1 | 2.28 | 220.0545
| P511203 | ALUPRES BLIND COVER 185X185mm IP66/67/69 | 1 | 1.595 | 195.0073
| P511204 | ALUPRES BLIND COVER 250X185mm IP66/67/69 | 1 | 2.3 | 222.6764
| P511210 | ALUBOX JUNCTION BOX IN ALUMINIUM ALLOY WITH BLIND WALLS WITH BACK PLATE 125X125X63 IP67 | 1 | 0.56 | 50.3236
| P511212 | ALUPRES JUNCTION BOX IN ALUMINIUM ALLOY 125X125X63 WITH WINDOWS -/F1/-F1 - IP67 | 1 | 0.553 | 54.5491
| P511214 | ALUBOX JUNCTION BOX IN ALUMINIUM ALLOY 125X125X63 WITH WINDOWS F1/F1/F1/F1 - IP67 | 1 | 0.496 | 54.4218
| P511217 | ALUPRES JUNCTION BOX IN ALUMINIUM ALLOY 125X125X63 WITH WINDOWS F1/F0/F1/F1 - IP67 | 1 | 0.58 | 68.1164
| P511220 | ALUBOX JUNCTION BOX IN ALUMINIUM ALLOY WITH BLIND WALLS WITH BACK PLATE 185X125X63 IP67 | 1 | 0.734 | 71.1455
| P511227 | ALUPRES JUNCTION BOX IN ALUMINIUM ALLOY 185X125X63 WITH WINDOWS F1/F1/F0+F0/F1 - IP67 | 1 | 0.782 | 89.3455
| P511232 | ALUPRES JUNCTION BOX IN ALUMINIUM ALLOY 252X125X63 WITH WINDOWS -/F1/-/F1 - IP67 | 1 | 0.995 | 85.3745
| P511234 | ALUPRES JUNCTION BOX IN ALUMINIUM ALLOY 252X125X63 WITH WINDOWS F2/F1/F2/F1 - IP67 | 1 | 0.932 | 92.2473
| P511301 | ALUPRES WATERTIGHT CONTROL UNIT 125X185mm WITH BLIND WALL AND TRANSPARENT DOOR 4 FORMS IP/66/67/69 | 1 | 1.388 | 246.4
| P511302 | ALUPRES WATERTIGHT CONTROL UNIT 250X185mm WITH BLIND WALL AND TRANSPARENT DOOR 11 FORMS IP/66/67/69 | 1 | 2.425 | 325.4618
| P511303 | ALUPRES WATERTIGHT CONTROL UNIT 185X185mm WITH BLIND WALL AND TRANSPARENT DOOR 7,5 FORMS IP/66/67/69 | 1 | 1.9 | 263.5309
| P511304 | ALUPRES WATERTIGHT CONTROL UNIT 250X185mm WITH BLIND WALL AND TRANSPARENT DOOR 11 FORMS IP/66/67/69 | 1 | 2.4 | 329.4073
| P511310 | ALUBOX JUNCTION BOX IN ALUMINIUM ALLOY WITH BLIND WALLS WITH BACK PLATE 185X185X95 IP55 | 1 | 1.22 | 96.7273
| P511312 | ALUPRES JUNCTION BOX IN ALUMINIUM ALLOY 185X185X95 WITH WINDOWS -/F3/-/F3 - IP55 | 1 | 1.085 | 96.5745
| P511314 | ALUBOX JUNCTION BOX IN ALUMINIUM ALLOY 185X185X95 WITH WINDOWS F3/F3/F3/F3 - IP55 | 1 | 1.115 | 95.9127
| P511320 | ALUBOX JUNCTION BOX IN ALUMINIUM ALLOY WITH BLIND WALLS WITH BACK PLATE 185X252X95 IP55 | 1 | 1.59 | 139.6691
| P511322 | ALUPRES JUNCTION BOX IN ALUMINIUM ALLOY 185X252X95 WITH WINDOWS -/F3/-/F3 - IP55 | 1 | 1.652 | 144.9382
| P511324 | ALUBOX JUNCTION BOX IN ALUMINIUM ALLOY 185X252X95 WITH WINDOWS F4/F3/F4/F3 - IP55 | 1 | 1.4 | 137.0473
| P511410 | ALUBOX JUNCTION BOX IN ALUMINIUM ALLOY WITH BLIND WALLS WITH BACK PLATE 252X252X140 | 1 | 2.6 | 202.9236
| P511414 | ALUBOX JUNCTION BOX IN ALUMINIUM ALLOY 252X252X140 WITH WINDOWS F5/F5/F5/F5 - IP55 | 1 | 2.5 | 197.6545
| P511420 | ALUBOX JUNCTION BOX IN ALUMINIUM ALLOY WITH BLIND WALLS WITH BACK PLATE 252X315X140 IP55 | 1 | 3.754 | 275.3927
| P511424 | ALUBOX JUNCTION BOX IN ALUMINIUM ALLOY 252X315X140 WITH WINDOWS F5/F5/F5/F5 - IP55 | 1 | 3.71 | 274.0691
| P511452 | ALUBOX JUNCTION BOX IN ALUMINIUM ALLOY 252X507X140 WITH WINDOWS -/F5/-/F5 - IP55 | 1 | 6.19 | 420.3309
| P511510 | ALUBOX JUNCTION BOX IN ALUMINIUM ALLOY WITH BLIND WALLS WITH BACK PLATE 315X315X140 | 1 | 4.6 | 278.0145
| P511514 | ALUBOX JUNCTION BOX IN ALUMINIUM ALLOY 315X315X140 WITH WINDOWS F5/F5/F5/F5 - IP55 | 1 | 4.52 | 258.2618
| P511610 | ALUBOX JUNCTION BOX IN ALUMINIUM ALLOY WITH BLIND WALLS WITH BACK PLATE 373X373X140 | 1 | 6.2 | 445.3782
| P511614 | ALUBOX JUNCTION BOX IN ALUMINIUM ALLOY 373X373X140 WITH WINDOWS F6/F6/F6/F6 - IP55 | 1 | 6.04 | 430.8691
| P511632 | ALUPRES JUNCTION BOX IN ALUMINIUM ALLOY 373X507X140 WITH WINDOWS -/F6/-/F6 - IP55 | 1 | 10.6 | 919.7236
| P511634 | ALUBOX JUNCTION BOX IN ALUMINIUM ALLOY 373X507X140 WITH WINDOWS F6/F6/F6/F6 - IP55 | 1 | 9.8 | 944.7709
| P511642 | ALUPRES JUNCTION BOX IN ALUMINIUM ALLOY 373X630X140 WITH WINDOWS F6/F6/F6/F6 - IP55 | 1 | 12.12 | 1308.44
| P511801 | ALUPRES STEEL MOUNTING PLATE L=125MM H=620MM | 1 | 1.505 | 109.76
| P511802 | ALUPRES STEEL MOUNTING PLATE L=250MM H=620MM | 1 | 3.105 | 147.5855
| P511803 | ALUPRES STEEL MOUNTING PLATE L=375MM H=620MM | 1 | 4.715 | 176.5782
| P511804 | ALUPRES STEEL MOUNTING PLATE L=500MM H=620MM | 1 | 6 | 355.7782
| P511805 | ALUPRES STEEL MOUNTING PLATE L=185MM H=770MM | 1 | 3.105 | 177.8764
| P511822 | ALUPRES JUNCTION BOX IN ALUMINIUM ALLOY 507X630X140 WITH WINDOWS -/F6/-/F6 - IP55 | 1 | 16.9 | 1412.5236
| P511824 | ALUBOX JUNCTION BOX IN ALUMINIUM ALLOY 507X630X140 WITH WINDOWS F6/F6/F6/F6 - IP55 | 1 | 16.4 | 1361.1309
04-10-11910ΕΧ | P511910EX | ALUPRES-EX JUNCTION BOX IN ALUMINIUM ALLOY 92X92X77 IP66 2D 2G | 1 | 0.342 | 75.9055
04-10-51191 1 | P511911EX | ALUPRES-EX JUNCTION BOX IN ALUMINIUM ALLOY 125X92X77 2XF0 IP66 2D 2G | 1 | 0.55 | 77.6109
04-10-51191 2 | P511912EX | ALUPRES-EX JUNCTION BOX IN ALUMINIUM ALLOY 185X92X77 2XF0 IP66 2D 2G | 1 | 0.677 | 96.5745
04-10-511913Ε | P511913EX | ALUPRES-EX JUNCTION BOX IN ALUMINIUM ALLOY 125X125X113 IP66 2D 2G | 1 | 0.787 | 104.2364
| P511914EX | ALUPRES-EX JUNCTION BOX IN ALUMINIUM ALLOY 125X125X113 1 SOCKET 2D 3G | 1 | 0.9 | 117.9309
04-10-51191 7 | P511917EX | ALUPRES-EX JUNCTION BOX IN ALUMINIUM ALLOY 252X125X113 2XF1 IP66 2D 2G | 1 | 1.48 | 158.1236
| P511919EX | ALUPRES-EX JUNCTION BOX IN ALUMINIUM ALLOY 125X252X113 2 SOCKETS 2D 3G | 1 | 1.785 | 196.3309
04-10-511920Ε | P511920EX | ALUPRES-EX JUNCTION BOX IN ALUMINIUM ALLOY 185X185X145 2D 2G | 1 | 1.78 | 156.8
04-10-511921Ε | P511921EX | ALUPRES-EX JUNCTION BOX IN ALUMINIUM ALLOY 252X185X145 2D 2G | 1 | 2.178 | 247.7236
04-10-51192 2 | P511922EX | ALUPRES-EX JUNCTION BOX IN ALUMINIUM ALLOY 220X220X108 4XF3 IP66 2D 2G | 1 | 2.962 | 247.7236
04-10-11923ΕΧ | P511923EX | ALUPRES-EX JUNCTION BOX IN ALUMINIUM ALLOY 252X252X197 2XF5 IP66 2D 2G | 1 | 4.335 | 333.3782
| P512204 | ALUPRES WATERTIGHT CONTROL UNIT 125X125X125 WITH BLIND WALL AND TRANSPARENT DOOR | 1 | 1.045 | 156.8
| P512206 | ALUPRES WATERTIGHT CONTROL UNIT 185X125X125 WITH BLIND WALL AND TRANSPARENT DOOR | 1 | 1.33 | 192.3855
| P512211 | ALUPRES WATERTIGHT CONTROL UNIT 250X125X125 WITH BLIND WALL AND TRANSPARENT DOOR | 1 | 2.51 | 329.4073
| P515111 | ALUBOX BLIND COVER, LOW, HEIGHT 23MM FOR BOX 92X92MM IP67 | 1 | 0.104 | 20.9491
| P515112 | ALUBOX BLIND COVER, HIGH, HEIGHT 35MM FOR BOX 92X92MM IP67 | 1 | 0.142 | 30.9527
| P515124 | ALUPRES BLIND COVER, HIGH, HEIGHT 50MM FOR BOX 125X92MM IP67 | 1 | 0.241 | 31.7673
| P515144 | ALUBOX BLIND COVER, HIGH, HEIGHT 50MM FOR BOX 185X92MM IP67 | 1 | 0.29 | 37.8255
| P515200 | ALUBOX BLIND COVER, LOW, HEIGHT 10MM FOR BOX 125X125MM IP67 | 1 | 0.172 | 25.5564
| P515214 | ALUBOX BLIND COVER, HIGH, HEIGHT 50MM FOR BOX 125X125MM IP67 | 1 | 0.26 | 36.8836
| P515221 | ALUBOX BLIND COVER, LOW, HEIGHT 25MM FOR BOX 185X125MM IP67 | 1 | 0.25 | 35.5855
| P515224 | ALUBOX BLIND COVER, HIGH, HEIGHT 50MM FOR BOX 185X125MM IP67 | 1 | 0.35 | 47.7018
| P515234 | ALUPRES BLIND COVER, HIGH, HEIGHT 50MM FOR BOX 252X125MM IP67 | 1 | 0.46 | 60.48
| P515300 | ALUBOX BLIND COVER, LOW, HEIGHT 10MM FOR BOX 185X185MM IP55 | 1 | 0.317 | 40.8545
| P515313 | ALUBOX BLIND COVER, HIGH, HEIGHT 50MM FOR BOX 185X185MM IP55 | 1 | 0.51 | 53.5055
| P515323 | ALUBOX BLIND COVER, HIGH, HEIGHT 57MM FOR BOX 185X252MM IP55 | 1 | 0.63 | 72.2145
| P515411 | ALUBOX BLIND COVER, LOW, HEIGHT 25MM FOR BOX 252X 252MM IP55 | 1 | 0.719 | 73.5127
| P515413 | ALUBOX BLIND COVER, HIGH, HEIGHT 57MM FOR BOX 252X252MM IP55 | 1 | 0.875 | 88.8109
| P515423 | ALUBOX BLIND COVER, HIGH, HEIGHT 53MM FOR BOX 252X315MM IP55 | 1 | 1.19 | 120.0436
| P515453 | ALUBOX BLIND COVER, LOW, HEIGHT 53MM FOR BOX 507X252MM IP55 | 1 | 1.94 | 247.7236
| P515512 | ALUBOX BLIND COVER, LOW, HEIGHT 53MM FOR BOX 315X315MM IP55 | 1 | 1.42 | 151.5309
| P515610 | ALUBOX BLIND COVER, LOW, HEIGHT 25MM FOR BOX 373X373MM IP55 | 1 | 1.75 | 227.9455
| P515613 | ALUBOX BLIND COVER, HIGH, HEIGHT 80MM FOR BOX 373X 373 IP55 | 1 | 2.21 | 296.4691
| P515632 | ALUBOX BLIND COVER, LOW, HEIGHT 53MM FOR BOX 507X373MM IP55 | 1 | 4.02 | 412.4145
| P515637 | ALUBOX BLIND COVER, HIGH, HEIGHT 165MM FOR BOX 507X373 IP55 | 1 | 6 | 640.3855
| P515642 | ALUPRES BLIND COVER, LOW, HEIGHT 53MM FOR BOX 630X373MM IP55 | 1 | 4.395 | 582.4
| P515645 | ALUPRES BLIND COVER, HIGH, HEIGHT 127MM FOR BOX 630X373 IP55 | 1 | 6.306 | 681.24
| P515822 | ALUBOX BLIND COVER, LOW, HEIGHT 53MM FOR BOX 630X507MM IP55 | 1 | 5.74 | 614.0145
| P518204 | ALUBOX COVER WITH TRANSPARENT DOOR 125X125X50 4 MODULES EN50022 IP67 | 1 | 0.393 | 99.8836
| P518206 | ALUBOX COVER WITH TRANSPARENT DOOR 185X125X50 6,5 MODULES EN50022 IP67 | 1 | 0.699 | 114.24
| P518207 | ALUBOX COVER WITH TRANSPARENT DOOR 185X185X50 7,5 MODULES EN50022 IP55 | 1 | 0.775 | 131.4982
| P518209 | ALUPRES COVER WITH TRANSPARENT DOOR 252X125X50 9 MODULES EN50022 IP67 | 1 | 0.952 | 148.8836
| P518211 | ALUBOX COVER WITH TRANSPARENT DOOR 252X 185X57 11 MODULES EN50022 IP55 | 1 | 1.35 | 171.2836
| P519310 | ALUPRES BLIND COVER, FOR FLOOR, 185X185MM | 1 | 0.96 | 88.0218
04-10-20009 | P520009 | UNIBOX JUNCTION BOX IN ALUMINIUM ALLOY SIZE UNI B9 EXTERNAL DIMENSIONS 100X100X59 INTERNAL DIMENSIONS 88X88X44 IP66/IP67 | 30 | 0.28 | 14.1018
04-10-52000 9 | P520009EX | UNIBOX-EX JUNCTION BOX IN ALUMINIUM UNI B9 100X100X59 ATEX 3G3D | 1 | 0.28 | 30.1636
| P520009NV | WATERTIGHT ALUMINIUM ENCLOSURE -NOT PAINTED- UNI B9 100X100X59 IP66/IP67 | 30 | 0.28 | 14.2291
04-10-20011 | P520011 | UNIBOX JUNCTION BOX IN ALUMINIUM ALLOY SIZE UNI B11 EXTERNAL DIMENSIONS 115X140X61 INTERNAL DIMENSIONS 103X128X46 IP66/IP67 | 20 | 0.4 | 21.1018
04-10-52001 1 | P520011EX | UNIBOX-EX JUNCTION BOX IN ALUMINIUM UNI B11 140X115X61 ATEX 3G3D | 1 | 0.4 | 36.8836
| P520011NV | UNIBOX JUNCTION BOX IN ALUMINIUM ALLOY -NOT PAINTED- SIZE UNI B11 EXTERNAL DIMENSIONS 115X140X61 INTERNAL DIMENSIONS 103X128X46 IP66/IP67 | 20 | 0.4 | 21.2291
04-10-20012 | P520012 | UNIBOX JUNCTION BOX IN ALUMINIUM ALLOY SIZE UNI B12 EXTERNAL DIMENSIONS 141X166X64 INTERNAL DIMENSIONS 128X153X49 - IP66/IP67 | 20 | 0.53 | 24.6655
04-10-52001 2 | P520012EX | UNIBOX-EX JUNCTION BOX IN ALUMINIUM UNI B12 166X141X64 ATEX 3G3D | 1 | 0.53 | 42.1527
| P520012NV | WATERTIGHT ALUMINIUM ENCLOSURE -NOT PAINTED- UNI B12 141X166X64 IP66/IP67 | 20 | 0.53 | 24.92
04-10-20014 | P520014 | UNIBOX JUNCTION BOX IN ALUMINIUM ALLOY SIZE UNI B14 EXTERNAL DIMENSIONS 168X192X80 INTERNAL DIMENSIONS 152X176X65 - IP66/IP67 | 10 | 0.725 | 35.9673
04-10-52001 4 | P520014EX | UNIBOX-EX JUNCTION BOX IN ALUMINIUM UNI B14 192X168X80 ATEX 3G3D | 1 | 0.725 | 57.9855
| P520014NV | UNIBOX JUNCTION BOX IN ALUMINIUM ALLOY -NOT PAINTED- SIZE UNI B14 EXTERNAL DIMENSIONS 168X192X80 INTERNAL DIMENSIONS 152X176X65 - IP66/IP67 | 10 | 0.725 | 36.3491
04-10-20019 | P520019 | UNIBOX JUNCTION BOX IN ALUMINIUM ALLOY SIZE UNI B19 EXTERNAL DIMENSIONS 217X253X93 INTERNAL DIMENSIONS 201X236X75 - IP66/IP67 | 1 | 1.525 | 58.4691
04-10-52001 9 | P520019EX | UNIBOX-EX JUNCTION BOX IN ALUMINIUM UNI B19 253X217X93 ATEX 3G3D | 1 | 1.525 | 93.5455
| P520019NV | UNIBOX JUNCTION BOX IN ALUMINIUM ALLOY -NOT PAINTED- SIZE UNI B19 EXTERNAL DIMENSIONS 217X253X93 INTERNAL DIMENSIONS 201X236X75 - IP66/IP67 | 1 | 1.525 | 59.1055
04-10-20020 | P520020 | UNIBOX JUNCTION BOX IN ALUMINIUM ALLOY SIZE UNI B20 EXTERNAL DIMENSIONS 264X314X122 INTERNAL DIMENSIONS 243X295X104 - IP66/IP67 | 1 | 2.6 | 101.8182
04-10-52002 0 | P520020EX | UNIBOX-EX JUNCTION BOX IN ALUMINIUM UNI B20 314X264X122 ATEX 3G3D | 1 | 2.6 | 156.8
| P520020NV | UNIBOX JUNCTION BOX IN ALUMINIUM ALLOY -NOT PAINTED- SIZE UNI B20 EXTERNAL DIMENSIONS 264X314X122 INTERNAL DIMENSIONS 243X295X104 - IP66/IP67 | 1 | 2.6 | 102.7091
04-10-20021 | P520021 | UNIBOX JUNCTION BOX IN ALUMINIUM ALLOY SIZE UNI B21 EXTERNAL DIMENSIONS 315X410X150 INTERNAL DIMENSIONS 291X386X126 - IP66/IP67 | 1 | 4.22 | 177.9527
04-10-52002 1 | P520021EX | UNIBOX-EX JUNCTION BOX IN ALUMINIUMUNI B21 410X315X150 ATEX 3G3D | 1 | 4.22 | 256.9382
| P520021NV | UNIBOX JUNCTION BOX IN ALUMINIUM ALLOY -NOT PAINTED- SIZE UNI B21 EXTERNAL DIMENSIONS 315X410X150 INTERNAL DIMENSIONS 291X386X126 - IP66/IP67 | 1 | 4.22 | 179.2255
04-10-21009 | P521009 | UNIBOX EN50022 RAIL FOR UNIBOX B9 | 1 | 0.042 | 3.9455
04-10-21011 | P521011 | UNIBOX EN50022 RAIL FOR UNIBOX B11 | 1 | 0.053 | 4.48
04-10-21012 | P521012 | UNIBOX EN50022 RAIL FOR UNIBOX B12 | 1 | 0.057 | 4.8618
04-10-21014 | P521014 | UNIBOX EN50022 RAIL FOR UNIBOX B14 | 1 | 0.076 | 4.9636
04-10-21019 | P521019 | UNIBOX EN50022 RAIL FOR UNIBOX B19 | 1 | 0.104 | 6.4655
04-10-21020 | P521020 | UNIBOX EN50022 RAIL FOR UNIBOX B21 | 1 | 0.124 | 7.4073
04-10-21021 | P521021 | UNIBOX EN50022 RAIL FOR UNIBOX B21 | 1 | 0.153 | 8.68
| P521210 | ALUBOX JUNCTION BOX IN ALUMINIUM ALLOY WITH BLIND WALLS WITH BACK PLATE 155X155X63 IP55 | 1 | 0.78 | 65.2145
| P521214 | ALUBOX JUNCTION BOX IN ALUMINIUM ALLOY 155X155X63 WITH WINDOWS F1/F1/F1/F1 - IP55 | 1 | 0.825 | 72.2145
| P521310 | ALUBOX JUNCTION BOX IN ALUMINIUM ALLOY WITH BLIND WALLS WITH BACK PLATE 220X220X95 | 1 | 1.9 | 146.2618
| P521314 | ALUBOX JUNCTION BOX IN ALUMINIUM ALLOY 220X220X95 WITH WINDOWS F3/F3/F3/F3 - IP55 | 1 | 1.81 | 134.4
| P521414 | ALUBOX JUNCTION BOX IN ALUMINIUM ALLOY 295X295X105 WITH WINDOWS F4/F4/F4/F4 - IP55 | 1 | 3.3 | 210.8145
| P521420 | ALUBOX JUNCTION BOX IN ALUMINIUM ALLOY WITH BLIND WALLS WITH BACK PLATE 295X295X105 | 1 | 3.4 | 216.0836
04-10-22011 | P522011 | UNIBOX BACK PLATE IN ZINCED STEEL PER CASSETTA B11 119X78 | 1 | 0.136 | 8.2473
04-10-22012 | P522012 | UNIBOX BACK PLATE IN ZINCED STEEL PER CASSETTA B12 132X108 | 1 | 0.19 | 9.2655
04-10-22014 | P522014 | UNIBOX BACK PLATE IN ZINCED STEEL PER CASSETTA B14 165X125 | 1 | 0.272 | 10.6145
04-10-22019 | P522019 | UNIBOX BACK PLATE IN ZINCED STEEL PER CASSETTA B19 200X210 | 1 | 0.409 | 13.8473
04-10-22020 | P522020 | UNIBOX BACK PLATE IN ZINCED STEEL PER CASSETTA B20 250X210 | 1 | 0.63 | 19.1927
04-10-22021 | P522021 | UNIBOX BACK PLATE IN ZINCED STEEL PER CASSETTA B21 345X257 | 1 | 1.08 | 29.3745
| P525200 | ALUBOX BLIND COVER, LOW, HEIGHT 10MM FOR BOX 155X155MM IP55 | 1 | 0.239 | 31.6145
| P525300 | ALUBOX BLIND COVER, LOW, HEIGHT 13MM FOR BOX 220X220MM IP55 | 1 | 0.495 | 61.0145
| P525410 | ALUBOX BLIND COVER, LOW, HEIGHT 18MM FOR BOX 295X295MM IP55 | 1 | 1.04 | 101.4618
| P529310 | ALUPRES BLIND COVER, FOR FLOOR, 220X220MM | 1 | 1.22 | 172.6073
| P531011 | TAIS JUNCTION BOX IN THERMOSETTING (GRP) 185X185X115MM WITH BACK PLATE WITH BLIND WALLS - IP67 | 1 | 2.06 | 94.6145
| P531021 | TAIS JUNCTION BOX IN THERMOSETTING (GRP) 185X250X115MM WITH BACK PLATE WITH BLIND WALLS - IP67 | 1 | 2.27 | 135.7236
| P531040 | TAIS JUNCTION BOX IN THERMOSETTING (GRP) 250X250X115MM WITH BACK PLATE WITH BLIND WALLS - IP65 | 1 | 3.289 | 159.4473
| P531042 | TAIS JUNCTION BOX IN THERMOSETTING (GRP) 370X250X115MM WITH BACK PLATE WITH BLIND WALLS - IP65 | 1 | 4.07 | 188.4145
| P531062 | TAIS JUNCTION BOX IN THERMOSETTING (GRP) 500X370X115MM WITH BACK PLATE WITH BLIND WALLS - IP65 | 1 | 8.1 | 301.7382
| P531200 | TAIS JUNCTION BOX IN THERMOSETTING (GRP) 185X185X115MM WITH BACK PLATE WITH WINDOWS -/A/-/A IP67 | 1 | 1.9 | 122.9455
| P531211 | TAIS JUNCTION BOX IN THERMOSETTING (GRP) 185X185X115MM WITH BACK PLATE WITH WINDOWS A/A/BLIND/BLIND | 1 | 1.923 | 122.9455
| P531213 | TAIS BOX 185X185X115MM WITH WINDOWS/HOLES A/A/2XPG21/PG36 | 1 | 1.875 | 146.2618
| P531220 | TAIS JUNCTION BOX IN THERMOSETTING (GRP) 250X185X115MM WITH BACK PLATE WITH WINDOWS -/A/-/A IP67 | 1 | 2.309 | 142.3164
| P531221 | TAIS JUNCTION BOX IN THERMOSETTING (GRP) 250X185X115MM WITH BACK PLATE WITH WINDOWS BLIND/A/B/BLIND | 1 | 2.27 | 167.3382
| P531222 | TAIS JUNCTION BOX IN THERMOSETTING (GRP) 250X185X115MM WITH BACK PLATE WITH WINDOWS B/-/B/- IP67 | 1 | 2.27 | 142.3164
| P531223 | TAIS BOX 250X185X115MM WITH WINDOWS/HOLES B/PG36/2XPG29/A | 1 | 2.23 | 200.2764
| P531231 | TAIS JUNCTION BOX IN THERMOSETTING (GRP) 250X185X115MM WITH BACK PLATE WITH WINDOWS LIGHTENED/A/LIGHTENED/A | 1 | 2.09 | 148.8836
| P531233 | TAIS BOX 250X185X115MM WITH WINDOWS/HOLES B/PG36/PG29+PG21/A | 1 | 2.23 | 202.9236
| P531240 | TAIS JUNCTION BOX IN THERMOSETTING (GRP) 250X250X115MM WITH BACK PLATE WITH WINDOWS B/LIGHTENED/B/LIGHTENED | 1 | 2.69 | 168.6618
| P531241 | TAIS JUNCTION BOX IN THERMOSETTING (GRP) 250X250X115MM WITH BACK PLATE WITH WINDOWS -/B/-/B IP65 | 1 | 2.69 | 168.6618
| P531242 | TAIS JUNCTION BOX IN THERMOSETTING (GRP) 250X370X115MM WITH BACK PLATE WITH WINDOWS B/LIGHTENED/B/LIGHTENED | 1 | 3.68 | 202.9236
| P531262 | TAIS JUNCTION BOX IN THERMOSETTING (GRP) 370X500X115MM WITH BACK PLATE WITH WINDOWS C/LIGHTENED/C/LIGHTENED | 1 | 7.69 | 324.1382
| P531311 | TAIS JUNCTION BOX IN THERMOSETTING (GRP) 185X185X115MM WITH BACK PLATE WITH WINDOWS A/A/BLIND/A | 1 | 1.902 | 139.6691
| P531312 | TAIS BOX 185X185X115MM WITH WINDOWS/HOLES A/A/2XPG21/A | 1 | 1.84 | 156.8
| P531321 | TAIS JUNCTION BOX IN THERMOSETTING (GRP) 250X185X115MM WITH BACK PLATE WITH WINDOWS B/A/B/BLIND | 1 | 2.15 | 184.4691
| P531331 | TAIS JUNCTION BOX IN THERMOSETTING (GRP) 250X185X115MM WITH BACK PLATE WITH WINDOWS B/A/BLIND/A | 1 | 2.253 | 183.1455
| P531340 | TAIS JUNCTION BOX IN THERMOSETTING (GRP) 250X250X115MM WITH BACK PLATE WITH WINDOWS B/B/BLIND/B | 1 | 2.825 | 200.2764
| P531411 | TAIS JUNCTION BOX IN THERMOSETTING (GRP) 185X185X115MM WITH BACK PLATE WITH WINDOWS A/A/A/A | 1 | 1.73 | 147.5855
| P531431 | TAIS JUNCTION BOX IN THERMOSETTING (GRP) 250X185X115MM WITH BACK PLATE WITH WINDOWS B/A/B/A | 1 | 1.999 | 181.8473
| P531440 | TAIS JUNCTION BOX IN THERMOSETTING (GRP) 250X250X115MM WITH BACK PLATE WITH WINDOWS B/B/B/B | 1 | 2.65 | 201.6
| P531442 | TAIS JUNCTION BOX IN THERMOSETTING (GRP) 250X370X115MM WITH BACK PLATE WITH WINDOWS B/C/B/(A + A) | 1 | 3.7 | 243.7782
| P531540 | TAIS JUNCTION BOX IN THERMOSETTING (GRP) 250X250X115MM WITH BACK PLATE WITH WINDOWS B/LIGHTENED/BLIND/LIGHTENED | 1 | 2.78 | 168.6618
| P531640 | TAIS JUNCTION BOX IN THERMOSETTING (GRP) 250X250X115MM WITH BACK PLATE WITH WINDOWS B/B/BLIND/LIGHTENED | 1 | 2.67 | 171.2836
| P531662 | TAIS JUNCTION BOX IN THERMOSETTING (GRP) 370X500X115MM WITH BACK PLATE WITH WINDOWS C/B + B/C/B + B | 1 | 10.62 | 364.9927
04-10-32005 | P532005 | TAIS JUNCTION BOX IN THERMOSETTING (GRP) 92X92 WITH HIGH COVER IP67/IP68 | 1 | 0.336 | 65.6218
04-10-53200 5 | P532005EX | TAIS-EX JUNCTION BOX IN THERMOSETTING (GRP) 92X92X100 IP67 2D 2G | 1 | 0.336 | 86.6982
04-10-32006 | P532006 | TAIS JUNCTION BOX IN THERMOSETTING (GRP) 125X92 WITH HIGH COVER IP67/IP68 | 1 | 0.432 | 68.7782
04-10-53200 6 | P532006EX | TAIS-EX JUNCTION BOX IN THERMOSETTING (GRP) 92X125X100 IP67 2D 2G | 1 | 0.43 | 92.6291
04-10-32015 | P532015 | TAIS JUNCTION BOX IN THERMOSETTING (GRP) 185X92 WITH HIGH COVER IP67/IP68 | 1 | 0.555 | 77.6109
04-10-53201 5 | P532015EX | TAIS-EX JUNCTION BOX IN THERMOSETTING (GRP) 92X185X100 IP67 2D 2G | 1 | 0.54 | 104.3636
04-10-32016 | P532016 | TAIS JUNCTION BOX IN THERMOSETTING (GRP) 125X125 WITH HIGH COVER IP67/IP68 | 1 | 0.671 | 84.8655
04-10-53201 6 | P532016EX | TAIS-EX JUNCTION BOX IN THERMOSETTING (GRP) 125X125X125 IP67 2D 2G | 1 | 0.64 | 115.0291
04-10-32017 | P532017 | TAIS JUNCTION BOX IN THERMOSETTING (GRP) 185X125 WITH HIGH COVER IP67/IP68 | 1 | 0.852 | 98.1527
04-10-53201 7 | P532017EX | TAIS-EX JUNCTION BOX IN THERMOSETTING (GRP) 125X185X125 IP67 2D 2G | 1 | 0.839 | 133.0764
04-10-32018 | P532018 | TAIS JUNCTION BOX IN THERMOSETTING (GRP) 250X125 WITH HIGH COVER IP67/IP68 | 1 | 1.1 | 107.6473
04-10-53201 8 | P532018EX | TAIS-EX JUNCTION BOX IN THERMOSETTING (GRP) 125X250X125 IP67 2D 2G | 1 | 1.023 | 144.9382
04-10-32035 | P532035 | TAIS JUNCTION BOX IN THERMOSETTING (GRP) 92X92 WITH LOW COVER IP67/IP68 | 5 | 0.311 | 64.2982
04-10-53203 5 | P532035EX | TAIS-EX JUNCTION BOX IN THERMOSETTING (GRP) 92X92X68 IP67 2D 2G | 1 | 0.291 | 85.5273
04-10-32045 | P532045 | TAIS JUNCTION BOX IN THERMOSETTING (GRP) 125X92 WITH LOW COVER IP67/IP68 | 1 | 0.361 | 66.9455
04-10-532045Ε | P532045EX | TAIS-EX JUNCTION BOX IN THERMOSETTING (GRP) 92X125X68 IP67 2D 2G | 1 | 0.357 | 88.5564
04-10-32055 | P532055 | TAIS JUNCTION BOX IN THERMOSETTING (GRP) 185X92 WITH LOW COVER IP67/IP68 | 1 | 0.485 | 75.2436
04-10-53205 5 | P532055EX | TAIS-EX JUNCTION BOX IN THERMOSETTING (GRP) 92X185X68 IP67 2D 2G | 1 | 0.47 | 100.2655
| P532100 | TAIS KIT SCREWS FOR SEALING WITH LEAD ENCLOSURES | 1 | 0.02 | 22.4
| P532101 | TAIS WALL MOUNTED BOX - 1 GANG 16A-32A 65x83 IP66/67 | 1 | 0.363 | 66.9455
| P532102 | TAIS WALL MOUNTED BOX - 1 GANG 63A 100x108 IP66/67 | 1 | 0.78 | 89.3455
| P532103 | TAIS WALL MOUNTED BOX - 1 GANG 125A 114x114 IP66/67 | 1 | 0.548 | 111.3382
04-10-53211 6 | P532116 | TAIS JUNCTION BOX IN THERMOSETTING (GRP) 125X125 WITH LOW COVER IP67/IP68 | 1 | 0.593 | 83.4145
04-10-532116Ε | P532116EX | TAIS-EX JUNCTION BOX IN THERMOSETTING (GRP) 125X125X100 IP67 2D 2G | 1 | 0.569 | 112.5345
04-10-53211 7 | P532117 | TAIS JUNCTION BOX IN THERMOSETTING (GRP) 185X125 WITH LOW COVER IP67/IP68 | 1 | 0.78 | 93.0364
04-10-532117Ε | P532117EX | TAIS-EX JUNCTION BOX IN THERMOSETTING (GRP) 125X185X100 IP67 2D 2G | 1 | 0.765 | 123.8618
04-10-53211 8 | P532118 | TAIS JUNCTION BOX IN THERMOSETTING (GRP) 250X125 WITH LOW COVER IP67/IP68 | 1 | 0.973 | 105.0255
04-10-532118Ε | P532118EX | TAIS-EX JUNCTION BOX IN THERMOSETTING (GRP) 125X250X100 IP67 2D 2G | 1 | 0.995 | 140.9927
| P532121 | TAIS WALL MOUNTED BOX - 2 GANGS 16A-32A 65x83 IP66/67 | 1 | 1.358 | 87.2327
| P532122 | TAIS WALL MOUNTED BOX - 2 GANGS 63A 100x108 IP66/67 | 1 | 1.475 | 121.4945
| P532131 | TAIS 65° ANGLED WALL MOUNTED BOX - 1 GANG 16A-32A 65x83 IP66/67 | 1 | 1.63 | 21.11
| P532132 | TAIS 65° ANGLED WALL MOUNTED BOX - 1 GANG 63A 100x108 IP66/67 | 1 | 2.1 | 29.41
| P532133 | TAIS 80° ANGLED WALL MOUNTED BOX - 1 GANG 125A 114x114 IP66/67 | 1 | 2.24 | 137.0473
| P532200 | TAIS BOX WITH BLIND COVER 125X185X125 IN THERMOSETTING | 1 | 1.029 | 80.7673
04-10-53220 0 | P532200EX | TAIS-EX JUNCTION BOX IN THERMOSETTING (GRP) 125X185X125 IP66/67 2D 2G | 1 | 0.956 | 116.6073
| P532201 | TAIS BOX WITH BLIND COVER 190X185X125 IN THERMOSETTING | 1 | 1.358 | 94.6145
04-10-53220 1 | P532201EX | TAIS-EX JUNCTION BOX IN THERMOSETTING (GRP) 190X185X125 IP66/67 2D 2G | 1 | 1.227 | 137.0473
| P532202 | TAIS BOX WITH BLIND COVER 250X185X125 IN THERMOSETTING | 1 | 1.7 | 103.04
04-10-53220 2 | P532202EX | TAIS-EX JUNCTION BOX IN THERMOSETTING (GRP) 250X185X125 IP66/67 2D 2G | 1 | 1.526 | 148.8836
| P532203 | TAIS BOX WITH BLIND COVER 290X185X125 IN THERMOSETTING | 1 | 1.8 | 123.9891
04-10-53220 3 | P532203EX | TAIS-EX JUNCTION BOX IN THERMOSETTING (GRP) 290X185X125 IP66/67 2D 2G | 1 | 1.696 | 180.5236
| P532204 | TAIS BOX WITH BLIND COVER 380X185X125 IN THERMOSETTING | 1 | 2.316 | 168.6618
04-10-53220 4 | P532204EX | TAIS-EX JUNCTION BOX IN THERMOSETTING (GRP) 380X185X125 IP66/67 2D 2G | 1 | 2.324 | 245.0764
| P532211 | TAIS BOX WITH BLIND COVER 190X185X125 WITH 2 M25 HOLES IN | 1 | 1.396 | 109.8873
04-10-53224 0 | P532240EX | TAIS-EX BOXES IN THERMOSETTING (GRP) FOR COMPOSITION OF SOCKET BOARDS 125X185X125 2D3G | 1 | 0.984 | 116.6073
04-10-53224 2 | P532242EX | TAIS-EX BOXES IN THERMOSETTING (GRP) FOR COMPOSITION OF SOCKET BOARDS 250X185X125 2D3G | 1 | 1.603 | 148.8836
04-10-53224 4 | P532244EX | TAIS-EX BOXES IN THERMOSETTING (GRP) FOR COMPOSITION OF SOCKET BOARDS 380X185X125 2D3G | 1 | 2.149 | 245.0764
| P532281EX | TAIS-EX BOX 125x185 1PR 16/32A M32 | 1 | 1 | 116.6073
| P532282EX | TAIS-EX BOX 250x185 2PR 16/32A M32 | 1 | 1.5 | 148.8836
| P532283EX | TAIS-EX BOX 380x185 3PR 16/32A M40 | 1 | 2.4 | 245.0764
| P532286EX | TAIS-EX BOX 125x185 1PR 40/63A M40 | 1 | 1 | 148.8836
| P532300 | TAIS BOX IN THERMOSETTING MATERIAL 125X185X150 WITH 5M | 1 | 1.225 | 137.0473
| P532301 | TAIS BOX IN THERMOSETTING MATERIAL 190X185X150 WITH 8M | 1 | 1.606 | 160.7455
| P532302 | TAIS BOX IN THERMOSETTING MATERIAL 250X185X150 WITH 12M | 1 | 2.017 | 177.8764
| P532303 | TAIS BOX IN THERMOSETTING MATERIAL 290X185X150 WITH 14M | 1 | 2.24 | 218.7309
| P532304 | TAIS BOX IN THERMOSETTING MATERIAL 380X185X150 WITH 19M | 1 | 2.804 | 293.8473
| P532311 | TAIS BOX IN THERMOSETTING MATERIAL 190X185X150 WITH 2 M25 | 1 | 1.638 | 175.2545
| P532346 | TAIS BOX 125X125X125MM WITH HOLES -/-/PG36/PG36 | 1 | 0.61 | 94.4873
| P532516 | TAIS JUNCTION BOX WITH TRANSPARENT WINDOW 125X125X125 4 MODULES IP67 | 1 | 0.903 | 148.8836
| P532557 | TAIS JUNCTION BOX WITH TRANSPARENT WINDOW 185X125X125 7 MODULES IP67 | 1 | 1.091 | 167.3382
| P532618 | TAIS BOX 250X125X125MM WITH HOLES PG36/-/2XPG29/- | 1 | 1.02 | 125.0327
| P532628 | TAIS BOX 250X125X125MM WITH HOLES PG36/-/PG29+PG21/- | 1 | 1.047 | 128.3418
| P532658 | TAIS JUNCTION BOX WITH TRANSPARENT WINDOW 250X125X125 11 MODULES IP67 | 1 | 1.26 | 185.7927
| P532677 | TAIS BOX 185X125X100MM WITH HOLES PG29/-/2XPG21/- | 1 | 0.8 | 108.5636
| P532688 | TAIS BOX 250X125X125MM WITH HOLES PG36/PG36/2XPG29/PG36 WITH WINDOW FOR 9 MODULES | 1 | 1.215 | 233.2145
| P532698 | TAIS BOX 250X125X125MM WITH HOLES PG36/PG36/PG29+PG21/PG36 WITH WINDOW FOR 9 MODULES | 1 | 1.218 | 233.2145
| P532700 | TAIS STEEL MOUNTING PLATE WITH ANTICORROSION TREATMENT FOR ENCLOSURES | 1 | 0.223 | 8.3236
| P532701 | TAIS STEEL MOUNTING PLATE WITH ANTICORROSION TREATMENT FOR ENCLOSURES | 1 | 0.384 | 9.8255
| P532702 | TAIS STEEL MOUNTING PLATE WITH ANTICORROSION TREATMENT FOR ENCLOSURES | 1 | 0.525 | 12.3709
| P532703 | TAIS STEEL MOUNTING PLATE WITH ANTICORROSION TREATMENT FOR ENCLOSURES | 1 | 0.624 | 18.0473
| P532704 | TAIS STEEL MOUNTING PLATE WITH ANTICORROSION TREATMENT FOR ENCLOSURES | 1 | 0.798 | 19.6255
| P532705 | TAIS BACK PLATE IN STEEL FOR BOXES 92X92MM | 1 | 0.041 | 6.6436
| P532714 | TAIS BACK PLATE IN STEEL FOR BOXES 92X125MM | 1 | 0.064 | 6.5927
| P532715 | TAIS BACK PLATE IN STEEL FOR BOXES 92X185MM | 1 | 0.106 | 7.0764
| P532716 | TAIS BACK PLATE IN STEEL FOR BOXES 125X125 | 1 | 0.119 | 7.8145
| P532717 | TAIS BACK PLATE IN STEEL FOR BOXES 125X185 | 1 | 0.183 | 9.1636
| P532718 | TAIS BACK PLATE IN STEEL FOR BOXES 125X250 | 1 | 0.26 | 11.6327
| P532725 | CONTACT TERMINAL BLOCK 4X6MM² FOR THERMOSETTING ENCLOSURES 92X92MM | 1 | 0.074 | 36.6291
| P532735 | CONTACT TERMINAL BLOCK 4X6MM² FOR THERMOSETTING ENCLOSURES 92X92MM THERMOPLASTIC BLOCK | 1 | 0.068 | 22.2727
| P532745 | CONTACT TERMINAL BLOCK 4X6MM² FOR THERMOSETTING ENCLOSURES 92X125-92X185-125X125-125X185MM | 1 | 0.082 | 38.6145
| P532747 | CONTACT TERMINAL BLOCK 4X16MM² FOR THERMOSETTING ENCLOSURES 92X185-125X125-125X185MM | 1 | 0.129 | 66.1564
| P532748 | CONTACT TERMINAL BLOCK 4X16MM² FOR THERMOSETTING BASE 125X250MM | 1 | 0.151 | 66.9455
| P532755 | CONTACT TERMINAL BLOCK 6X4MM² FOR THERMOSETTING ENCLOSURE 92X92MM | 1 | 0.066 | 31.2327
| P532768 | CONTACT TERMINAL BLOCK 6X16MM² FOR THERMOSETTING ENCLOSURES 125X250MM | 1 | 0.189 | 89.1927
| P532806 | ALUPRES STEEL MOUNTING PLATE L=185MM H=389MM | 1 | 1.51 | 71.5527
| P532816 | ALUPRES STEEL MOUNTING PLATE L=276MM H=389MM | 1 | 2.168 | 93.5455
| P532826 | ALUPRES STEEL MOUNTING PLATE L=185MM H=421MM | 1 | 1.5 | 71.9345
| P532841 | Adapter frame from flange 100x108 to flange 65x83 for IP66/IP67/IP68/IP69 wall-mounting boxes | 1 | 0.074 | 13.5673
| P532842 | X-CEE BLIND FLANGE 100X108 | 1 | 0.042 | 7.56
| P532843 | X-CEE BLIND FLANGE 65X83 | 1 | 0.025 | 7.24
| P532895 | ALUPRES PAIR OF SMALL PLATES WITH SCREWS FOR COUPLING STEEL PLATES | 1 | 0.045 | 6.0327
| P535126 | TAIS BLIND COVER IN THERMOSETTING (GRP), LOW, HEIGHT 25 FOR BOX 250X185X115 IP67 | 1 | 0.35 | 61.5236
| P535131 | TAIS TRANSPARENT COVER IN THERMOSETTING (GRP), HIGH, HEIGHT 75 FOR BOX 250X185X115 IP67 | 1 | 0.47 | 82.0909
| P535135 | TAIS TRANSPARENT COVER IN POLYCARBONATE, LOW PROFILE, HEIGHT 25 FOR BOX 250X250X115 IP67 | 1 | 0.401 | 75.2436
| P535137 | TAIS TRANSPARENT COVER IN THERMOSETTING (GRP), LOW, HEIGHT 25 FOR BOX 250X370X115 IP67 | 1 | 0.72 | 99.2218
| P535140 | TAIS TRANSPARENT COVER IN THERMOSETTING (GRP), HIGH, HEIGHT 75 FOR BOX 250X250X115 IP67 | 1 | 0.526 | 96.1927
| P535142 | TAIS TRANSPARENT COVER IN THERMOSETTING (GRP), HIGH, HEIGHT 75 FOR BOX 250X370X115 IP67 | 1 | 0.88 | 128.5964
| P535157 | TAIS TRANSPARENT COVER IN THERMOSETTING (GRP), LOW, HEIGHT 25 FOR BOX 370X500X115 IP67 | 1 | 1.49 | 180.5236
| P535162 | TAIS TRANSPARENT COVER IN THERMOSETTING (GRP), HIGH, HEIGHT 75 FOR BOX 370X500X115 IP67 | 1 | 1.6 | 227.9455
| P535320 | TAIS BLIND COVER IN THERMOSETTING (GRP), 185X185X25 AZZURRO IP67 | 1 | 0.34 | 50.3236
| P535321 | TAIS BLIND COVER IN THERMOSETTING (GRP), 250X185X25 AZZURRO IP67 | 1 | 0.42 | 59.1564
| P535322 | TAIS BLIND COVER IN THERMOSETTING (GRP), LOW, HEIGHT 25 FOR BOX 250X250X115 IP65 | 1 | 0.566 | 70.1018
| P535323 | TAIS BLIND COVER IN THERMOSETTING (GRP), LOW, 25 FOR BOX 250X370X115 IP65 | 1 | 0.96 | 91.1782
| P535324 | TAIS BLIND COVER IN THERMOSETTING (GRP), LOW, HEIGHT 25 FOR BOX 370X500X115 IP65 | 1 | 1.803 | 146.2618
| P535325 | TAIS BLIND COVER IN THERMOSETTING (GRP), HIGH, HEIGHT 75 FOR BOX 250X185X115 - IP67 | 1 | 0.651 | 81.4291
| P535326 | TAIS BLIND COVER IN THERMOSETTING (GRP), HIGH, HEIGHT 75 FOR BOX 250X250X115 IP65 | 1 | 0.845 | 93.4182
| P535327 | TAIS BLIND COVER IN THERMOSETTING (GRP), HIGH, HEIGHT 75 FOR BOX 250X370X115 IP65 | 1 | 1.15 | 118.1855
| P535328 | TAIS BLIND COVER IN THERMOSETTING (GRP), HIGH, HEIGHT 75 FOR BOX 370X500X115 IP65 | 1 | 2.34 | 171.2836
| P535640 | TAIS TRANSPARENT COVER IN THERMOSETTING (GRP), 185X185X25 WITH LID X 7.5 MODULES IP67 | 1 | 0.83 | 111.7455
| P535643 | TAIS TRANSPARENT COVER IN THERMOSETTING (GRP), 250X185X25 WITH LID X 11 MODULES IP67 | 1 | 1.03 | 135.7236
| P536311 | CEE PANEL MOUNTED SOCKET, 15° ANGLED, 63A 2P+E 100-130V 50-60HZ 4H IP67 | 1 | 1.04 | 166.0145
| P536322 | CEE PANEL MOUNTED SOCKET, 15° ANGLED, 63A 2P+E 200-250V 50-60HZ 6H IP67 | 1 | 1.046 | 122.7927
04-10-38005 | P538005 | TAIS JUNCTION BOX IN THERMOSETTING (GRP) 92X92 WITH HIGH COVER IP68 | 1 | 0.337 | 78.5273
04-10-38016 | P538016 | TAIS JUNCTION BOX IN THERMOSETTING (GRP) 125X125 WITH HIGH COVER IP68 | 1 | 0.645 | 103.2945
04-10-38017 | P538017 | TAIS JUNCTION BOX IN THERMOSETTING (GRP) 185X125 WITH HIGH COVER IP68 | 1 | 0.847 | 118.1855
04-10-38018 | P538018 | TAIS JUNCTION BOX IN THERMOSETTING (GRP) 250X125 WITH HIGH COVER IP68 | 1 | 1.045 | 128.8764
04-10-53804 5 | P538045 | TAIS JUNCTION BOX IN THERMOSETTING (GRP) 125X92 WITH LOW COVER IP68 | 1 | 0.363 | 80.7673
| P538110 | TAIS BLIND FLANGE, FLAT, FOR WINDOW 110X60 TYPE A - IP67 | 2 | 0.193 | 15.9345
04-10-38116 | P538116 | TAIS JUNCTION BOX IN THERMOSETTING (GRP) 125X125 WITH LOW COVER IP68 | 1 | 0.595 | 101.2073
04-10-38117 | P538117 | TAIS JUNCTION BOX IN THERMOSETTING (GRP) 185X125 WITH LOW COVER IP68 | 1 | 0.778 | 112.2545
| P538130 | TAIS BLIND FLANGE, RAISED, FOR WINDOW 175X60 TYPE A - IP67 | 2 | 0.34 | 22.8073
| P538180 | TAIS SUPPORTS FOR BUS BARS TYPE A | 1 | 0.091 | 31.2327
| P538210 | TAIS BLIND FLANGE, FLAT, FOR WINDOW 175X60 TYPE B IP67 | 2 | 0.231 | 17.6655
| P538225 | TAIS MANOEUVRE M125 | 1 | 0.045 | 24.3855
| P538230 | TAIS BLIND FLANGE, RAISED, FOR WINDOW 175X60 TYPE B - IP67 | 2 | 0.514 | 27.4145
| P538280 | TAIS SUPPORTS FOR BUS BARS TYPE B | 1 | 0.131 | 35.3055
| P538295 | TAIS MANOEUVRE M95 | 1 | 0.022 | 17.7927
| P538310 | TAIS BLIND FLANGE, FLAT, FOR WINDOW 295X60 TYPE C IP67 | 1 | 0.373 | 27.7964
| P538325 | TAIS EMERGENCY MANOEUVRE M125 | 1 | 0.045 | 23.3164
| P538330 | TAIS BLIND FLANGE, RAISED, FOR WINDOW 295X60 TYPE C - IP67 | 1 | 0.693 | 37.2909
| P538380 | TAIS SUPPORTS FOR BUS BARS TYPE C | 1 | 0.192 | 60.48
| P538385 | TAIS HINGE FRAMES FOR BOXES | 1 | 0.325 | 12.8036
| P538395 | TAIS EMERGENCY MANOEUVRE M95 | 1 | 0.022 | 17.2582
| P538400 | TAIS KIT OF DRILLING CUTTERS PG 13.5/16/21/29/36 | 1 | 0.84 | 582.4
| P538410 | TAIS KIT MILLING CUTTERS FOR METRIC HOLES | 1 | 0.751 | 524.4145
| P538421 | UNI INSULATING METRIC ADAPTOR FITTINGS FROM PG21/M25 TO M25 HOLE IP67 | 1 | 0.016 | 6.2364
| P538421EX | TAIS-EX FITTING FOR COUPLING M25 | 1 | 0.017 | 7.28
| P538425 | TAIS INSULATING FITTING FOR RAPID ENCLOSURE/SOCKET COUPLING TYPE M25 | 1 | 0.02 | 5.9055
| P538429 | UNI METRIC ADAPTOR FITTING FROM PG29/M32 TO M32 HOLE IP67 | 1 | 0.024 | 7.7891
| P538429EX | TAIS-EX FITTING FOR COUPLING M32 | 1 | 0.012 | 9.1382
| P538432 | TAIS INSULATING FITTING FOR RAPID ENCLOSURE/SOCKET COUPLING TYPE M32 | 1 | 0.032 | 7.3564
| P538436 | UNI METRIC ADAPTOR FITTING FROM PG36/M40 TO M40 HOLE IP67 | 1 | 0.03 | 16.8764
| P538436EX | TAIS-EX FITTING FOR COUPLING M40 | 1 | 0.012 | 17.6655
| P538610 | TAIS TRANSPARENT WINDOW HINGED IN POLYCARBONATE 4 MODULES | 10 | 0.089 | 37.8255
| P538620 | TAIS TRANSPARENT WINDOW HINGED IN POLYCARBONATE 7,5 MODULES | 10 | 0.125 | 45.9964
| P538630 | TAIS TRANSPARENT WINDOW HINGED IN POLYCARBONATE 11 MODULES | 5 | 0.154 | 72.3418
| P538703 | TAIS THERMOSETTING MOUNTING PLATE L=185MM H=501MM | 1 | 1.093 | 82.88
| P538711 | TAIS THERMOSETTING MOUNTING PLATE L=125MM H=630MM | 1 | 0.934 | 73.0036
| P538712 | TAIS THERMOSETTING MOUNTING PLATE L=250MM H=630MM | 1 | 1.784 | 118.0582
| P538791 | TAIS COUPLING PIECE FOR BASE PLATES | 50 | 0.006 | 2.1382
| P538800 | TAIS INSULATING GUIDED SYSTEM PLATE 1 INSTALLABLE DEVICE 125X630MM TAIS | 1 | 0.94 | 69.5673
| P538800EX | BASE PLATE TAIS EX B125 H630 125X630 | 1 | 0.94 | 104.6182
| P538801 | TAIS INSULATING GUIDED SYSTEM PLATE 2 INSTALLABLE DEVICES 190X500MM TAIS | 1 | 1.1 | 63.9164
| P538802 | TAIS INSULATING GUIDED SYSTEM PLATE 2 INSTALLABLE DEVICES 250X630MM TAIS | 1 | 1.705 | 111.7455
| P538802EX | BASE PLATE TAIS EX B250 H630 250X630 | 1 | 1.705 | 168.6618
| P538803 | TAIS INSULATING GUIDED SYSTEM PLATE 3 INSTALLABLE DEVICES 290X500MM TAIS | 1 | 1.58 | 114.24
| P538804 | TAIS INSULATING GUIDED SYSTEM PLATE 3 INSTALLABLE DEVICES 380X630MM TAIS | 1 | 2.608 | 127.8073
| P538804EX | BASE PLATE TAIS EX B380 H630 380X630 | 1 | 2.61 | 192.3855
| P540000 | ALUPRES GASKET FOR WINDOW F0 | 1 | 0.001 | 2.8255
| P540001 | ALUPRES GASKET FOR WINDOW F1 | 1 | 0.002 | 3.1309
| P540002 | ALUPRES GASKET FOR WINDOW F2 | 1 | 0.002 | 4.1745
| P540003 | ALUPRES GASKET FOR WINDOW F3 | 1 | 0.004 | 4.9891
| P540004 | ALUPRES GASKET FOR WINDOW F4 | 1 | 0.003 | 5.2691
| P540005 | ALUPRES GASKET FOR WINDOW F5 | 1 | 0.007 | 9.2145
| P540006 | ALUPRES GASKET FOR WINDOW F6 | 1 | 0.02 | 11.6836
| P540030 | ALUPRES THERMOSETTING FLAT BLIND FLANGE TYPE F0 | 1 | 0.007 | 2.2145
| P540031 | ALUPRES THERMOSETTING FLAT BLIND FLANGE TYPE F1 | 5 | 0.021 | 3.0036
| P540033 | ALUBOX ALUMINIUM BLIND FLAT FLANGE TYPE F3 | 2 | 0.368 | 8.7309
| P540034 | ALUBOX ALUMINIUM BLIND FLAT FLANGE TYPE F4 | 2 | 0.247 | 10.1055
| P540035 | ALUBOX ALUMINIUM BLIND FLAT FLANGE TYPE F5 | 2 | 0.906 | 18.9636
| P540036 | ALUBOX ALUMINIUM BLIND FLAT FLANGE TYPE F6 | 1 | 0.827 | 23.5964
| P540061 | ALUBOX ALUMINIUM RAISED BLIND FLANGE TYPE F1 | 1 | 0.118 | 12.0655
| P540061EX | ALUPRES-EX FLANGE F1 BLIND RAISED IP66 2D2G | 1 | 0.122 | 13.9745
| P540062 | ALUPRES ALUMINIUM RAISED BLIND FLANGE TYPE F2 | 1 | 0.182 | 15.68
| P540063 | ALUBOX ALUMINIUM BLIND RAISED FLANGE TYPE F3 | 1 | 0.289 | 22.9345
| P540063EX | ALUPRES-EX FLANGE F3 BLIND RAISED IP66 2D2G | 1 | 0.311 | 26.6255
| P540064 | ALUBOX ALUMINIUM BLIND RAISED FLANGE TYPE F4 | 1 | 0.41 | 27.5418
| P540065 | ALUBOX ALUMINIUM BLIND RAISED FLANGE TYPE F5 | 1 | 0.783 | 56.2545
| P540065EX | ALUPRES-EX FLANGE F5 BLIND RAISED IP66 2D2G | 1 | 0.784 | 64.8327
| P540066 | ALUBOX ALUMINIUM BLIND RAISED FLANGE TYPE F6 | 1 | 1.25 | 110.0145
| P540090 | ALUBOX ALUMINIUM FLAT BLIND FLANGE TYPE F0 | 5 | 0.085 | 3.6655
| P540091 | ALUBOX ALUMINIUM FLAT BLIND FLANGE TYPE F1 | 5 | 0.228 | 3.8945
| P540141 | ALUPRES ALUMINIUM RAISED FLANGE TYPE F1 WITH 1 GLAND 1"1/4 | 1 | 0.184 | 29.12
| P540142 | ALUPRES ALUMINIUM RAISED FLANGE TYPE F2 WITH 1 GLAND 1"1/4 | 1 | 0.216 | 30.9527
| P540145 | ALUPRES ALUMINIUM RAISED FLANGE TYPE F5 WITH 1 GLAND 2" | 1 | 1.001 | 264.8545
| P540151 | ALUPRES ALUMINIUM RAISED FLANGE TYPE F1 WITH 1 GLAND 1" | 1 | 0.173 | 21.4836
| P540152 | ALUPRES ALUMINIUM RAISED FLANGE TYPE F2 WITH 1 GLAND 1" | 1 | 0.212 | 21.3564
| P540154 | ALUPRES ALUMINIUM RAISED FLANGE TYPE F4 WITH 1 GLAND 1"1/2 | 1 | 0.543 | 93.1636
| P540156 | ALUPRES ALUMINIUM RAISED FLANGE TYPE F6 WITH 1 GLAND 2"3/4 | 1 | 2.08 | 502.0145
| P540161 | ALUBOX ALUMINIUM RAISED FLANE TYPE F1 WITH 2 GLANDS 3/4" | 1 | 0.134 | 20.5673
| P540162 | ALUPRES ALUMINIUM RAISED FLANGE TYPE F2 WITH 2 GLANDS 1" | 1 | 0.298 | 27.5418
| P540163 | ALUPRES ALUMINIUM RAISED FLANGE TYPE F3 WITH 2 GLANDS 1"1/4 | 1 | 0.395 | 81.0473
| P540164 | ALUPRES ALUMINIUM RAISED FLANGE TYPE F4 WITH 2 GLANDS 1"1/2 | 1 | 0.724 | 135.7236
| P540165 | ALUPRES ALUMINIUM RAISED FLANGE TYPE F5 WITH 2 GLANDS 2" | 1 | 1.33 | 230.5927
| P540180 | ALUBOX ALUMINIUM RAISED FLANGE F1 M32 | 1 | 0.154 | 24.3855
| P540180EX | ALUPRES-EX FLANGE F1 THREADING 1XM32 IP66 2D2G | 1 | 0.16 | 28.8655
| P540185 | ALUPRES ALUMINIUM RAISED FLANGE F2 M32 | 1 | 0.208 | 33.3455
| P540185EX | ALUPRES-EX FLANGE F2 THREADING 1XM32 IP66 2D2G | 1 | 0.204 | 38.6145
| P540186 | ALUPRES ALUMINIUM RAISED FLANGE F2 M40 | 1 | 0.17 | 33.3455
| P540186EX | ALUPRES-EX FLANGE F2 THREADING 1XM40 IP66 2D2G | 1 | 0.179 | 38.6145
| P540190 | ALUBOX ALUMINIUM RAISED FLANGE F3 M40 | 1 | 0.296 | 41.5164
| P540190EX | ALUPRES-EX FLANGE F3 THREADING 1XM40 IP66 2D2G | 1 | 0.309 | 48.4909
| P540191 | ALUBOX ALUMINIUM RAISED FLANGE F3 M50 + CABLE GLAND | 1 | 0.296 | 48.6182
| P540193 | ALUBOX ALUMINIUM RAISED FLANGE F4 M40 | 1 | 0.335 | 59.2836
| P540195 | ALUBOX ALUMINIUM RAISED FLANGE F5 M50 | 1 | 0.7 | 76.4145
| P540195EX | ALUPRES-EX FLANGE F5 THREADING 1XM50 IP66 2D2G | 1 | 0.75 | 56.5345
| P541011 | ALUPRES ALUMINIUM FLAT FLANGE TYPE F1 WITH 1 GLAND 1/2" | 1 | 0.073 | 11.0727
| P541020 | ALUPRES THERMOSETTING FLAT FLANGE TYPE FO WITH 1 GLAND 3/4" | 1 | 0.024 | 5.8291
| P541021 | ALUPRES ALUMINIUM FLAT FLANGE TYPE F1 WITH 1 GLAND 3/4" | 1 | 0.068 | 11.7855
| P541030 | ALUPRES ALUMINIUM FLAT FLANGE TYPE F0 WITH 1 GLAND 1" | 1 | 0.059 | 11.7855
| P541040 | ALUBOX ALUMINIUM FLA FLANGE F0 WITH 2 GLANDS 1/2" | 1 | 0.07 | 15.8073
| P541050 | ALUBOX ALUMINIUM FLAT FLANGE F0 M25 | 1 | 0.056 | 13.1855
| P541050EX | ALUPRES-EX FLANGE F0 THREADING 1XM25 IP66 2D2G | 1 | 0.06 | 11.9891
| P541055 | ALUBOX ALUMINIUM FLAT FLANGE F1 M25 | 1 | 0.06 | 19.6255
| P541055EX | ALUPRES-EX FLANGE F1 THREADING 1XM25 IP66 2D2G | 1 | 0.06 | 23.7236
| P541090 | ALUPRES ALUMINIUM FLAT FLANGE TYPE F0 WITH 1 GLAND 3/4" | 1 | 0.066 | 9.7491
| P544031 | ALUPRES ALUMINIUM FLANGE TYPE F1 WITH 1 HOLE DIAM.26MM | 1 | 0.144 | 16.5964
| P544033 | ALUBOX ALUMINIUM FLANGE TYPE F3 WITH 1 HOLE DIAM.42MM | 1 | 0.338 | 31.7673
| P544034 | ALUBOX ALUMINIUM FLANGE TYPE F4 WITH 1 HOLE DIAM.54MM | 1 | 0.513 | 42.9673
| P544035 | ALUBOX ALUMINIUM FLANGE TYPE F5 WITH 1 HOLE DIAM.65MM | 1 | 0.786 | 62.3127
| P544036 | ALUBOX ALUMINIUM FLANGE TYPE F6 WITH 1 HOLE DIAM.80MM | 1 | 2.617 | 235.8618
| P545081 | ALUBOX ALUMINIUM ANGLED FLANGE TYPE F1 WITH 1 HOLE DIAM.32MM | 1 | 0.192 | 27.6691
| P545082 | ALUPRES ALUMINIUM ANGLED FLANGE TYPE F2 WITH 1 HOLE DIAM.32MM | 1 | 0.35 | 61.9309
| P545083 | ALUBOX ALUMINIUM ANGLED FLANGE TYPE F3 WITH 1 HOLE DIAM.54MM | 1 | 0.57 | 60.3527
| P545084 | ALUBOX ALUMINIUM ANGLED FLANGE TYPE F4 WITH 1 HOLE DIAM.60MM | 1 | 0.757 | 71.1455
| P545085 | ALUBOX ALUMINIUM ANGLED FLANGE TYPE F5 WITH 1 HOLE DIAM.65MM | 1 | 1.4 | 156.8
| P545086 | ALUBOX ALUMINIUM ANGLED FLANGE TYPE F6 WITH 1 HOLE DIAM.65MM | 1 | 1.98 | 196.3309
| P547000 | ALUPRES FITTING SPACER FOR WINDOW TYPE F0-F0 | 1 | 0.07 | 10.4873
| P547010 | ALUPRES ALUMINIUM REDUCTION FLANGES FOR WINDOW F1 TO WINDOW F0 | 1 | 0.095 | 6.4655
| P547011 | ALUPRES FITTING SPACER FOR WINDOW TYPE F1-F1 | 5 | 0.188 | 18.1745
| P547020 | ALUPRES ALUMINIUM REDUCTION FLANGES FOR WINDOW F2 TO WINDOW F0 | 1 | 0.225 | 10.2836
| P547030 | ALUPRES ALUMINIUM REDUCTION FLANGE WINDOW F3 TO WINDOW F0 | 1 | 0.366 | 15.0182
| P547031 | ALUPRES ALUMINIUM REDUCTION FLANGE WINDOW F3 TO WINDOW F1 | 1 | 0.297 | 13.8473
| P547032 | ALUPRES ALUMINIUM REDUCTION FLANGE WINDOW F3 TO WINDOW F2 | 1 | 0.268 | 21.0764
| P547033 | ALUPRES FITTING SPACER FOR WINDOW TYPE F3-F3 | 1 | 0.395 | 30.5709
| P547041 | ALUPRES ALUMINIUM REDUCTION FLANGE WINDOW F4 TO WINDOW F1 | 1 | 0.572 | 16.7236
| P547042 | ALUPRES ALUMINIUM REDUCTION FLANGE WINDOW F4 TO WINDOW F2 | 1 | 0.49 | 20.9491
| P547043 | ALUPRES ALUMINIUM REDUCTION FLANGE WINDOW F4 TO WINDOW F3 | 1 | 0.311 | 21.0764
| P547053 | ALUPRES ALUMINIUM REDUCTION FLANGE WINDOW F5 TO WINDOW F3 | 1 | 0.717 | 31.7673
| P547054 | ALUPRES ALUMINIUM REDUCTION FLANGE WINDOW F5 TO WINDOW F4 | 1 | 0.67 | 37.8255
| P547055 | ALUPRES FITTING SPACER FOR WINDOW TYPE F5-F5 | 1 | 0.721 | 123.2
| P547063 | ALUPRES ALUMINIUM REDUCTION FLANGE WINDOW F6 TO WINDOW F3 | 1 | 1.111 | 41.5164
| P547064 | ALUPRES ALUMINIUM REDUCTION FLANGE WINDOW F6 TO WINDOW F4 | 1 | 1.111 | 41.5164
| P547065 | ALUPRES ALUMINIUM REDUCTION FLANGE WINDOW F6 TO WINDOW F5 | 1 | 0.93 | 43.3491
| P547067 | ALUPRES FITTING SPACER FOR WINDOW TYPE F6-F6 THICKNESS 140 | 1 | 2.09 | 258.2618
| P547152 | ALUPRES ALUMINIUM REDUCTION FLANGE WINDOW F5 TO WINDOW F2 | 1 | 0.8 | 36.6291
| P547161 | ALUPRES ALUMINIUM REDUCTION FLANGE WINDOW F6 TO WINDOW F1 | 1 | 1.1 | 41.5164
| P547162 | ALUPRES ALUMINIUM REDUCTION FLANGE WINDOW F6 TO WINDOW F2 | 1 | 1.1 | 39.4036
| P547300 | ALUPRES ALUMINIUM REDUCTION FLANGE WINDOW F3 TO WINDOW F0+F0 | 1 | 0.47 | 44.2655
| P547410 | ALUPRES ALUMINIUM REDUCTION FLANGE WINDOW F4 TO WINDOW F1+F0 | 1 | 0.655 | 63.5091
| P549312 | CEE PANEL MOUNTED SOCKET, 15° ANGLED, 125A 3P+E >50V 50-60HZ 12H IP67 | 1 | 1.733 | 353.1309
| P549344 | CEE PANEL MOUNTED SOCKET, 15° ANGLED, 125A 3P+E 440-460V 60HZ 11H IP67 | 1 | 1.725 | 353.1309
04-23-55000 1 | P550001 | TAIS CUBE DISTRIBUTION BOARD IN THERMOSETTING (GRP) WITH BLIND DOOR 260X305X160 SIZE 1 IP66 | 1 | 2.971 | 121.29
04-23-55000 2 | P550002 | TAIS CUBE DISTRIBUTION BOARD IN THERMOSETTING (GRP) WITH BLIND DOOR 340X430X180 SIZE 2 IP66 | 1 | 4.67 | 136.7
04-23-55000 3 | P550003 | TAIS CUBE DISTRIBUTION BOARD IN THERMOSETTING (GRP) WITH BLIND DOOR 450X505X220 SIZE 3 IP66 | 1 | 7.052 | 183.66
04-23-55000 4 | P550004 | TAIS CUBE DISTRIBUTION BOARD IN THERMOSETTING (GRP) WITH BLIND DOOR 450X655X220 SIZE 4 IP66 | 1 | 8.621 | 219.27
04-23-55000 5 | P550005 | TAIS CUBE DISTRIBUTION BOARD IN THERMOSETTING (GRP) WITH BLIND DOOR 560X655X260 SIZE 5 IP66 | 1 | 10.135 | 262.37
04-23-55000 6 | P550006 | TAIS CUBE DISTRIBUTION BOARD IN THERMOSETTING (GRP) WITH BLIND DOOR 630X810X300 SIZE 6 IP66 | 1 | 15.688 | 372.16
04-23-55000 7 | P550007 | TAIS CUBE DISTRIBUTION BOARD IN THERMOSETTING (GRP) WITH BLIND DOOR 850X1060X350 SIZE 7 IP66 | 1 | 24.253 | 569.09
04-23-55003 1 | P550031 | TAIS CUBE DISTRIBUTION BOARD IN THERMOSETTING (GRP) WITH TRANSPARENT DOOR 260X305X160 SIZE 1 IP66 | 1 | 2.628 | 195.7455
04-23-55003 2 | P550032 | TAIS CUBE DISTRIBUTION BOARD IN THERMOSETTING (GRP) WITH TRANSPARENT DOOR 340X430X180 SIZE 2 IP66 | 1 | 4.983 | 241.5127
04-23-550033 | P550033 | TAIS CUBE DISTRIBUTION BOARD IN THERMOSETTING (GRP) WITH TRANSPARENT DOOR 450X505X220 SIZE 3 IP66 | 1 | 7.08 | 349.5673
04-23-55003 4 | P550034 | TAIS CUBE DISTRIBUTION BOARD IN THERMOSETTING (GRP) WITH TRANSPARENT DOOR 450X655X220 SIZE 4 IP66 | 1 | 8.337 | 409.3091
04-23-55003 5 | P550035 | TAIS CUBE DISTRIBUTION BOARD IN THERMOSETTING (GRP) WITH TRANSPARENT DOOR 560X655X260 SIZE 5 IP66 | 1 | 10.7 | 533.8836
04-23-55003 6 | P550036 | TAIS CUBE DISTRIBUTION BOARD IN THERMOSETTING (GRP) WITH TRANSPARENT DOOR 630X810X300 SIZE 6 IP66 | 1 | 16.932 | 734.72
04-23-50037 | P550037 | TAIS CUBE DISTRIBUTION BOARD IN THERMOSETTING (GRP) WITH TRANSPARENT DOOR 850X1060X350 SIZE 7 IP66 | 1 | 22.78 | 1407.1527
| P550042 | TAIS CUBE WINDOWED PANELS KIT FOR DISTRIBUTION BOARDS SIZE 2 | 1 | 1 | 125.5927
| P550043 | TAIS CUBE WINDOWED PANELS KIT FOR DISTRIBUTION BOARDS SIZE 3 | 1 | 1 | 139.8218
| P550044 | TAIS CUBE WINDOWED PANELS KIT FOR DISTRIBUTION BOARDS SIZE 4 | 1 | 3.5 | 185.5891
| P550045 | TAIS CUBE WINDOWED PANELS KIT FOR DISTRIBUTION BOARDS SIZE 5 | 1 | 4.6 | 190.68
| P550046 | TAIS CUBE WINDOWED PANELS KIT FOR DISTRIBUTION BOARDS SIZE 6 | 1 | 6.1 | 305.0727
| P550047 | TAIS CUBE WINDOWED PANELS KIT FOR DISTRIBUTION BOARDS SIZE 7 | 1 | 8.1 | 385.1527
| P550502 | TAIS CUBE INNER DOOR IN THERMOSETTING (GRP) 260X370 SIZE 2 | 1 | 1.297 | 68.1418
| P550503 | TAIS CUBE INNER DOOR IN THERMOSETTING (GRP) 370X445 SIZE 3 | 1 | 1.878 | 80.8436
| P550504 | TAIS CUBE INNER DOOR IN THERMOSETTING (GRP) 370X595 SIZE 4 | 1 | 2.415 | 97.7455
| P550505 | TAIS CUBE INNER DOOR IN THERMOSETTING (GRP) 475X595 SIZE 5 | 1 | 3.06 | 118.8473
| P550506 | TAIS CUBE INNER DOOR IN THERMOSETTING (GRP) 550X745 SIZE 6 | 1 | 4.248 | 155.0691
| P550507 | TAIS CUBE INNER DOOR IN THERMOSETTING (GRP) 765X995 SIZE 7 | 1 | 7.565 | 349.5673
04-23-55052 2 | P550522 | TAIS CUBE FRONT WINDOWED PANEL 12 MODULES SIZE 2 | 6 | 0.48 | 22.3745
04-23-55052 3 | P550523 | TAIS CUBE FRONT WINDOWED PANEL 18 MODULES SIZE 3/4 | 6 | 0.617 | 24.5382
04-23-55052 5 | P550525 | TAIS CUBE FRONT WINDOWED PANEL 24 MODULES SIZE 5 | 4 | 0.875 | 25.4291
04-23-55052 6 | P550526 | TAIS CUBE FRONT WINDOWED PANEL 28 MODULES SIZE 6 | 4 | 0.961 | 34.6945
00-42-30527 | P550527 | TAIS CUBE FRONT WINDOWED PANEL 40 MODULES SIZE 7 | 1 | 1.286 | 44.3673
04-23-55054 2 | P550542 | TAIS CUBE FRONT BLIND PANEL SIZE 2 | 6 | 0.308 | 12.9564
04-23-55054 3 | P550543 | TAIS CUBE FRONT BLIND PANEL SIZE 3/4 | 6 | 0.324 | 14.6109
04-23-55054 5 | P550545 | TAIS CUBE FRONT BLIND PANEL SIZE 5 | 4 | 0.42 | 15.6291
04-23-55054 6 | P550546 | TAIS CUBE FRONT BLIND PANEL SIZE 6 | 4 | 0.501 | 21.1018
04-23-55054 7 | P550547 | TAIS CUBE FRONT BLIND PANEL SIZE 7 | 1 | 0.747 | 23.9018
04-23-55055 2 | P550552 | TAIS CUBE FRONT BLIND PANEL DOUBLE SIZE 2 | 4 | 0.398 | 24.4109
04-23-55055 3 | P550553 | TAIS CUBE FRONT BLIND PANEL DOUBLE SIZE 3/4 | 4 | 0.573 | 27.4655
04-23-55055 5 | P550555 | TAIS CUBE FRONT BLIND PANEL DOUBLE SIZE 5 | 1 | 0.691 | 36.0945
04-23-55055 6 | P550556 | TAIS CUBE FRONT BLIND PANEL DOUBLE SIZE 6 | 1 | 0.781 | 39.0218
04-23-55055 7 | P550557 | TAIS CUBE FRONT BLIND PANEL DOUBLE SIZE 7 | 1 | 1.515 | 52.6145
04-23-55056 2 | P550562 | TAIS CUBE FUNCTIONAL FRAME SIZE 2 | 6 | 0.528 | 39.6582
04-23-55056 3 | P550563 | TAIS CUBE FUNCTIONAL FRAME SIZE 3 | 6 | 0.646 | 45.64
04-23-55056 4 | P550564 | TAIS CUBE FUNCTIONAL FRAME SIZE 4/5 | 6 | 0.867 | 59.6145
04-23-55056 6 | P550566 | TAIS CUBE FUNCTIONAL FRAME SIZE 6 | 1 | 1.052 | 85.4255
04-23-55056 7 | P550567 | TAIS CUBE FUNCTIONAL FRAME SIZE 7 | 1 | 1.465 | 111.4909
| P550582 | TAIS CUBE EN 50022 RAIL SIZE 2 | 6 | 0.292 | 13.9745
| P550583 | TAIS CUBE EN 50022 RAIL SIZE 3/4 | 6 | 0.426 | 14.9927
| P550585 | TAIS CUBE EN 50022 RAIL SIZE 5 | 1 | 0.43 | 18.0473
| P550586 | TAIS CUBE EN 50022 RAIL SIZE 6 | 1 | 0.497 | 20.72
| P550587 | TAIS CUBE EN 50022 RAIL SIZE 7 | 1 | 0.633 | 26.8291
04-23-55060 1 | P550601 | TAIS CUBE BACK PLATE IN STEEL 180X240 SIZE 1 | 5 | 0.519 | 10.49
04-23-55060 2 | P550602 | TAIS CUBE BACK PLATE IN STEEL 260X370 SIZE 2 | 5 | 1.127 | 14.15
04-23-55060 3 | P550603 | TAIS CUBE BACK PLATE IN STEEL 370X445 SIZE 3 | 5 | 2.65 | 24.3
04-23-55060 4 | P550604 | TAIS CUBE BACK PLATE IN STEEL 370X595 SIZE 4 | 1 | 3.385 | 31.75
04-23-55060 5 | P550605 | TAIS CUBE BACK PLATE IN STEEL 475X595 SIZE 5 | 1 | 4.381 | 38.2
04-23-55060 6 | P550606 | TAIS CUBE BACK PLATE IN STEEL 550X745 SIZE 6 | 1 | 6.52 | 74.05
04-23-55060 7 | P550607 | TAIS CUBE BACK PLATE IN STEEL 765X995 SIZE 7 | 1 | 12.52 | 136.31
| P550611 | TAIS CUBE PERFORATED BACK PLATE IN STEEL 180x240 SIZE 1 | 5 | 0.41 | 35.7127
| P550612 | TAIS CUBE PERFORATED BACK PLATE IN STEEL 260x370 SIZE 2 | 5 | 0.85 | 57.8327
| P550613 | TAIS CUBE PERFORATED BACK PLATE IN STEEL 370x445 SIZE 3 | 5 | 1.26 | 78.8073
| P550614 | TAIS CUBE PERFORATED BACK PLATE IN STEEL 370x595 SIZE 4 | 1 | 1.62 | 121.2655
| P550615 | TAIS CUBE PERFORATED BACK PLATE IN STEEL 475x595 SIZE 5 | 1 | 2.16 | 139.8218
| P550616 | TAIS CUBE PERFORATED BACK PLATE IN STEEL 550x745 SIZE 6 | 1 | 3.343 | 203.3818
| P550617 | TAIS CUBE PERFORATED BACK PLATE IN STEEL 765x995 SIZE 7 | 1 | 5.82 | 264.3964
| P550621 | TAIS CUBE BACK PLATE IN THERMOSETTING (GRP) 180X240 SIZE 1 | 5 | 0.303 | 22.5018
| P550622 | TAIS CUBE BACK PLATE IN THERMOSETTING (GRP) 260X370 SIZE 2 | 5 | 0.609 | 32.5309
| P550623 | TAIS CUBE BACK PLATE IN THERMOSETTING (GRP) 370X445 SIZE 3 | 5 | 0.194 | 50.2218
| P550624 | TAIS CUBE BACK PLATE IN THERMOSETTING (GRP) 370X595 SIZE 4 | 1 | 1.264 | 62.4145
| P550625 | TAIS CUBE BACK PLATE IN THERMOSETTING (GRP) 475X595 SIZE 5 | 1 | 1.65 | 97.1091
| P550626 | TAIS CUBE BACK PLATE IN THERMOSETTING (GRP) 550X745 SIZE 6 | 1 | 2.4 | 133.4582
| P550632 | TAIS CUBE PARTIAL BACK PLATE IN STEEL H125 SIZE2 | 1 | 0.53 | 24.5382
| P550633 | TAIS CUBE PARTIAL BACK PLATE IN STEEL H150 SIZE3/4 | 1 | 0.851 | 35.0764
| P550635 | TAIS CUBE PARTIAL BACK PLATE IN STEEL H150 SIZE5 | 1 | 1 | 37.7491
| P550636 | TAIS CUBE PARTIAL BACK PLATE IN STEEL H150 SIZE6 | 1 | 1.26 | 42.7127
| P550637 | TAIS CUBE PARTIAL BACK PLATE IN STEEL H200 SIZE7 | 1 | 2.35 | 64.3236
04-23-55064 0 | P550640 | TAIS CUBE SET OF 4 GALVANIZED BRACKETS TAIS CUBE SERIES FOR WALL INSTALLATION | 20 | 0.255 | 7.86
| P550641 | TAIS CUBE SET OF 4 STEEL BRACKETS TAIS CUBE SERIES FOR WALL INSTALLATION | 5 | 0.279 | 35.9673
| P550642 | TAIS CUBE KIT FOR POLE MOUNTING SIZE 1-2 | 1 | 1.829 | 166.5236
| P550643 | TAIS CUBE KIT FOR POLE MOUNTING SIZE 3-4-5 | 1 | 2.714 | 195.7455
| P550645 | TAIS CUBE THREADED CLIPS M5 FOR PERFORATED PLATE 50PCS | 1 |  | 36.8582
| P550648 | TAIS CUBE KIT 8 BRACKETS FOR TRUNKING | 1 | 1 | 64.8327
| P550662 | TAIS CUBE SPACER SIZE 2 | 1 | 0.19 | 49.5855
| P550663 | TAIS CUBE SPACER SIZE 3/4 | 1 | 0.283 | 52.4873
| P550665 | TAIS CUBE SPACER SIZE 5 | 1 | 0.38 | 57.4509
| P550666 | TAIS CUBE SPACER SIZE 6 | 1 | 0.476 | 70.0509
| P550667 | TAIS CUBE SPACER SIZE 7 | 1 | 0.596 | 79.1891
04-23-55068 0 | P550680 | TAIS CUBE KIT SECURITY LOCK WITH HANDLE | 10 | 0.058 | 9.85
| P550689 | KIT REPLACEMENT LOCKS | 1 | 0.05 | 31.1309
| P550701 | TAIS CUBE BLIND DOOR, SIZE 1 IP66 | 1 | 0.896 | 112.6364
| P550702 | TAIS CUBE BLIND DOOR, SIZE 2 IP66 | 1 | 1.329 | 138.5491
| P550703 | TAIS CUBE BLIND DOOR, SIZE 3 IP66 | 1 | 1.89 | 156.3418
| P550704 | TAIS CUBE BLIND DOOR, SIZE 4 IP66 | 1 | 2.732 | 180.4982
| P550705 | TAIS CUBE BLIND DOOR, SIZE 5 IP66 | 1 | 2.844 | 214.8364
| P550706 | TAIS CUBE BLIND DOOR, SIZE 6 IP66 | 1 | 3.835 | 326.6836
| P550707 | TAIS CUBE BLIND DOOR, SIZE 7 IP66 | 1 | 5.4 | 593.6255
| P550731 | TAIS CUBE TRANSPARENT DOOR, SIZE 1 IP66 | 1 | 0.98 | 167.7964
| P550732 | TAIS CUBE TRANSPARENT DOOR, SIZE 2 IP66 | 1 | 1.467 | 202.1091
| P550733 | TAIS CUBE TRANSPARENT DOOR, SIZE 3 IP66 | 1 | 1.93 | 228.8109
| P550734 | TAIS CUBE TRANSPARENT DOOR, SIZE 4 IP66 | 1 | 2.353 | 268.2145
| P550735 | TAIS CUBE TRANSPARENT DOOR, SIZE 5 IP66 | 1 | 2.815 | 339.3855
| P550736 | TAIS CUBE TRANSPARENT DOOR, SIZE 6 IP66 | 1 | 3.345 | 443.6218
| P550737 | TAIS CUBE TRANSPARENT DOOR, SIZE 7 IP66 | 1 | 5.052 | 832.5927
| P556311 | CEE PANEL MOUNTED SOCKET, 15° ANGLED, 63A 3P+N+E 100-130V 50-60HZ 4H IP67 | 1 | 1.159 | 193.6836
| P556322 | CEE PANEL MOUNTED SOCKET, 15° ANGLED, 63A 3P+N+E 200-250V 50-60HZ 9H IP67 | 1 | 1.154 | 193.6836
| P556338 | CEE PANEL MOUNTED SOCKET, 15° ANGLED, 63A 3P+N+E 380-415V 50-60HZ 6H IP67 | 1 | 1.156 | 155.4764
| P556344 | CEE PANEL MOUNTED SOCKET, 15° ANGLED, 63A 3P+N+E 440-460V 60HZ 11H IP67 | 1 | 1.155 | 193.6836
| P556350 | CEE PANEL MOUNTED SOCKET, 15° ANGLED, 63A 3P+N+E 480-500V 50-60HZ 7H IP67 | 1 | 1.175 | 188.4145
| P559011 | TAIS MIGNON PROTECTED PANEL DEVICES FOR TICINO MAGIC 1 MODULE | 1 | 0.096 | 22.9345
| P559012 | TAIS MIGNON PROTECTED PANEL DEVICES FOR TICINO MAGIC 2 MODULES | 1 | 0.092 | 22.9345
| P559021 | TAIS MIGNON WALL MOUNTING ENCLOSURE FOR PANEL DEVICES TICINO MAGIC 2 INLETS M20 | 8 | 0.193 | 36.8836
| P559022 | TAIS MIGNON WALL MOUNTING ENCLOSURE FOR PANEL DEVICES TICINO MAGIC 2 INLETS M20 2 MODULES | 1 | 0.171 | 36.8836
| P559031 | TAIS MIGNON WALL MOUNTING ENCLOSURE FOR PANEL DEVICES TICINO MAGIC 2 INLETS 3/8" | 8 | 0.187 | 37.2909
| P559032 | TAIS MIGNON WALL MOUNTING ENCLOSURE FOR PANEL DEVICES TICINO MAGIC 2 INLETS 3/8" 2 MODULES | 1 | 0.172 | 37.4182
| P559132 | TAIS MIGNON PANEL-MOUNTING ENCLOSURE 2MODULES FOR SOCKET-OUTLETS | 15 | 0.072 | 14.8909
| P559134 | SERIE TAIS MIGNON SURFACE MOUNTED ENCLOSURE FOR 2 DOMOTER MODULES 1 GANG WITH PLUG INSERTED IP55 | 1 | 0.168 | 31.4873
| P559232 | TAIS MIGNON WALL-MOUNTING ENCLOSURE 2MODULES FOR SOCKET-OUTLETS | 1 | 0.171 | 26.3455
| P559234 | SERIE TAIS MIGNON WALL ENCLOSURE FOR 2 DOMOTER MODULES 1 GANG WITH PLUG INSERTED IP55 | 1 | 0.168 | 50.7309
| P559311 | CEE PANEL MOUNTED SOCKET, 15° ANGLED, 125A 3P+N+E 100-130V 50-60HZ 4H 67 | 1 | 1.793 | 359.7236
| P559322 | CEE PANEL MOUNTED SOCKET, 15° ANGLED, 125A 3P+N+E 200-250V 50-60HZ 9H IP67 | 1 | 1.795 | 359.7236
| P559344 | CEE PANEL MOUNTED SOCKET, 15° ANGLED, 125A 3P+N+E 440-460V 60HZ 11H IP67 | 1 | 1.793 | 359.7236
| P559538 | CEE PANEL MOUNTED SOCKET, 15° ANGLED, 125A 3P+N+E 380-415V 50-60HZ 6H IP67 | 1 | 1.847 | 287.2545
| P559550 | CEE PANEL MOUNTED SOCKET, 15° ANGLED, 125A 3P+N+E 480-500V 50-60HZ 7H IP67 | 1 | 1.789 | 351.8073
| P570010 | TOPTER UNIVERSAL SUPPORT FOR DISTRIBUTION BOARDS | 1 | 0.93 | 100.1636
| P571007 | UNI CABLE GLAND IN INSULATING MATERIAL WITH THREADING PG7 IP68 | 100 | 0.005 | 1.1455
| P571009 | UNI CABLE GLAND IN INSULATING MATERIAL WITH THREADING PG9 IP68 | 50 | 0.27 | 1.2473
04-28-71009ΕΧ | P571009EX | UNI-EX CABLE GLAND IN INSULATING MATERIAL PG9 - IP68 2D2G | 50 | 0.032 | 3.3345
| P571011 | UNI CABLE GLAND IN INSULATING MATERIAL WITH THREADING PG11 IP68 | 50 | 0.39 | 1.2982
04-28-71011ΕΧ | P571011EX | UNI-EX CABLE GLAND IN INSULATING MATERIAL PG11 2D 2G | 50 | 0.047 | 3.9709
| P571013 | UNI CABLE GLAND IN INSULATING MATERIAL WITH THREADING PG13 IP68 | 50 | 0.48 | 1.3491
04-28-57101 3 | P571013EX | UNI-EX CABLE GLAND IN INSULATING MATERIAL PG13,5 2D 2G | 50 | 0.012 | 4.2
| P571016 | UNI CABLE GLAND IN INSULATING MATERIAL WITH THREADING PG16 IP68 | 50 | 0.061 | 1.5782
04-28-57101 6 | P571016EX | UNI-EX CABLE GLAND IN INSULATING MATERIAL PG16 2D 2G | 50 | 0.015 | 4.9127
| P571021 | UNI CABLE GLAND IN INSULATING MATERIAL WITH THREADING PG21 IP68 | 25 | 0.025 | 2.24
04-28-57102 1 | P571021EX | UNI-EX CABLE GLAND IN INSULATING MATERIAL PG21 2D 2G | 50 | 0.025 | 6.7964
| P571029 | UNI CABLE GLAND IN INSULATING MATERIAL WITH THREADING PG29 IP68 | 20 | 0.04 | 4.76
04-28-57102 9 | P571029EX | UNI-EX CABLE GLAND IN INSULATING MATERIAL PG29 2D 2G | 25 | 0.04 | 12.5491
| P571036 | UNI CABLE GLAND IN INSULATING MATERIAL WITH THREADING PG36 IP68 | 10 | 0.72 | 25.8364
04-28-57103 6 | P571036EX | UNI-EX CABLE GLAND IN INSULATING MATERIAL PG36 2D 2G | 10 | 0.07 | 48.0836
| P571042 | UNI CABLE GLAND IN INSULATING MATERIAL WITH THREADING PG42 IP68 | 5 | 0.094 | 27.9236
04-28-57104 2 | P571042EX | UNI-EX CABLE GLAND IN INSULATING MATERIAL PG42 2D 2G | 5 | 0.088 | 76.2873
| P571048 | UNI CABLE GLAND IN INSULATING MATERIAL WITH THREADING PG48 IP68 | 5 | 0.127 | 32.1491
04-28-57104 8 | P571048EX | UNI-EX CABLE GLAND IN INSULATING MATERIAL PG48 2D 2G | 5 | 0.094 | 88.1491
| P571107 | UNI CABLE GLAND IN INSULATING MATERIAL WITH THREADING PG7 WITH LONG THREAD IP68 | 50 | 0.005 | 1.8582
| P571109 | UNI CABLE GLAND IN INSULATING MATERIAL WITH THREADING PG9 WITH LONG THREAD IP68 | 50 | 0.008 | 2.1382
04-28-57110 9 | P571109EX | UNI-EX CABLE GLAND IN INSULATING MATERIAL PG9 LONG THREADING 2D 2G | 50 | 0.008 | 4.1745
| P571111 | UNI CABLE GLAND IN INSULATING MATERIAL WITH THREADING PG11 WITH LONG THREAD IP68 | 50 | 0.013 | 2.6727
04-28-57111 1 | P571111EX | UNI-EX CABLE GLAND IN INSULATING MATERIAL PG11 LONG THREADING 2D 2G | 50 | 0.01 | 4.9891
| P571113 | UNI CABLE GLAND IN INSULATING MATERIAL WITH THREADING PG13,5 WITH LONG THREAD IP68 | 50 | 0.013 | 2.8
04-28-57111 3 | P571113EX | UNI-EX CABLE GLAND IN INSULATING MATERIAL PG13 LONG THREADING 2D 2G | 50 | 0.013 | 5.3709
| P571116 | UNI CABLE GLAND IN INSULATING MATERIAL WITH THREADING PG16 WITH LONG THREAD IP68 | 50 | 0.02 | 3.0545
04-28-57111 6 | P571116EX | UNI-EX CABLE GLAND IN INSULATING MATERIAL PG16 LONG THREADING 2D 2G | 50 | 0.082 | 6.1345
| P571121 | UNI CABLE GLAND IN INSULATING MATERIAL WITH THREADING PG21 WITH LONG THREAD IP68 | 20 | 0.045 | 5.7273
04-28-57112 1 | P571121EX | UNI-EX CABLE GLAND IN INSULATING MATERIAL PG21 LONG THREADING 2D 2G | 50 | 0.05 | 8.5527
| P571129 | UNI CABLE GLAND IN INSULATING MATERIAL WITH THREADING PG29 WITH LONG THREAD IP68 | 20 | 0.045 | 10.08
04-28-57112 9 | P571129EX | UNI-EX CABLE GLAND IN INSULATING MATERIAL PG29 LONG THREADING 2D 2G | 25 | 0.045 | 15.9345
| P571136 | UNI CABLE GLAND IN INSULATING MATERIAL WITH THREADING PG36 WITH LONG THREAD IP68 | 10 | 0.08 | 26.2182
04-28-57113 6 | P571136EX | UNI-EX CABLE GLAND IN INSULATING MATERIAL PG36 LONG THREADING 2D 2G | 10 | 0.08 | 60.8873
| P571142 | UNI CABLE GLAND IN INSULATING MATERIAL WITH THREADING PG42 WITH LONG THREAD IP68 | 10 | 0.026 | 36.6291
04-28-57114 2 | P571142EX | UNI-EX CABLE GLAND IN INSULATING MATERIAL PG42 LONG THREADING 2D 2G | 5 | 0.124 | 95.6582
| P571148 | UNI CABLE GLAND IN INSULATING MATERIAL WITH THREADING PG48 WITH LONG THREAD IP68 | 10 | 0.572 | 39.9127
04-28-57114 8 | P571148EX | UNI-EX CABLE GLAND IN INSULATING MATERIAL PG48 LONG THREADING 2D 2G | 5 | 0.113 | 108.5636
| P571207 | UNI LOCKNUT IN INSULATING MATERIAL WITH THREADING PG7 IP68 | 50 | 0.004 | 0.50909
04-28-57120 9 | P571209 | UNI LOCKNUT IN INSULATING MATERIAL WITH THREADING PG9 IP68 | 50 | 0.003 | 0.53455
04-28-57121 1 | P571211 | UNI LOCKNUT IN INSULATING MATERIAL WITH THREADING PG11 IP68 | 50 | 0.002 | 0.58545
04-28-57121 3 | P571213 | UNI LOCKNUT IN INSULATING MATERIAL WITH THREADING PG13,5 IP68 | 50 | 0.003 | 0.61091
04-28-57121 6 | P571216 | UNI LOCKNUT IN INSULATING MATERIAL WITH THREADING PG16 IP68 | 50 | 0.003 | 0.63636
04-28-71221 | P571221 | UNI LOCKNUT IN INSULATING MATERIAL WITH THREADING PG21 IP68 | 25 | 0.008 | 0.81455
04-28-71229 | P571229 | UNI LOCKNUT IN INSULATING MATERIAL WITH THREADING PG29 IP68 | 20 | 0.007 | 1.96
04-28-57123 6 | P571236 | UNI LOCKNUT IN INSULATING MATERIAL WITH THREADING PG36 IP68 | 10 | 0.014 | 2.5964
04-28-57124 2 | P571242 | UNI LOCKNUT IN INSULATING MATERIAL WITH THREADING PG42 IP68 | 5 | 0.7 | 3.2327
04-28-57124 8 | P571248 | UNI LOCKNUT IN INSULATING MATERIAL WITH THREADING PG48 IP68 | 5 | 0.63 | 4.0727
| P572007 | UNI CABLE GLAND IN NICKELED BRASS WITH THREADING PG7 IP68 | 50 | 0.018 | 5.7782
| P572009 | UNI CABLE GLAND IN NICKELED BRASS WITH THREADING PG9 IP68 | 50 | 0.025 | 6.9491
| P572011 | UNI CABLE GLAND IN NICKELED BRASS WITH THREADING PG11 IP68 | 50 | 0.03 | 8.7564
| P572013 | UNI CABLE GLAND IN NICKELED BRASS WITH THREADING PG13,5 IP68 | 50 | 0.035 | 9.7491
| P572016 | UNI CABLE GLAND IN NICKELED BRASS WITH THREADING PG16 IP68 | 50 | 0.04 | 10.8945
| P572021 | UNI CABLE GLAND IN NICKELED BRASS WITH THREADING PG21 IP68 | 20 | 0.05 | 15.0182
| P572029 | UNI CABLE GLAND IN NICKELED BRASS WITH THREADING PG29 IP68 | 20 | 0.065 | 31.36
| P572036 | UNI CABLE GLAND IN NICKELED BRASS WITH THREADING PG36 IP68 | 10 | 0.08 | 60.6073
| P572042 | UNI CABLE GLAND IN NICKELED BRASS WITH THREADING PG42 IP68 | 5 | 0.1 | 87.6145
| P572107 | UNI CABLE GLAND IN NICKELED BRASS WITH LONG THREAD WITH THREADING PG7 IP68 | 50 | 0.02 | 14.3564
| P572109 | UNI CABLE GLAND IN NICKELED BRASS WITH LONG THREAD WITH THREADING PG9 IP68 | 50 | 0.03 | 16.2145
| P572111 | UNI CABLE GLAND IN NICKELED BRASS WITH LONG THREAD WITH THREADING PG11 IP68 | 50 | 0.035 | 17.3855
| P572113 | UNI CABLE GLAND IN NICKELED BRASS WITH LONG THREAD WITH THREADING PG13,5 IP68 | 50 | 0.038 | 20.6945
| P572116 | UNI CABLE GLAND IN NICKELED BRASS WITH LONG THREAD WITH THREADING PG16 IP68 | 50 | 0.045 | 21.4836
| P572121 | UNI CABLE GLAND IN NICKELED BRASS WITH LONG THREAD WITH THREADING PG21 IP68 | 20 | 0.056 | 29.12
| P572129 | UNI CABLE GLAND IN NICKELED BRASS WITH LONG THREAD WITH THREADING PG29 IP68 | 20 | 0.073 | 45.9964
| P572136 | UNI CABLE GLAND IN NICKELED BRASS WITH LONG THREAD WITH THREADING PG36 IP68 | 10 | 0.09 | 72.8764
| P572142 | UNI CABLE GLAND IN NICKELED BRASS WITH LONG THREAD WITH THREADING PG42 IP68 | 5 | 0.113 | 97.5164
| P572148 | UNI CABLE GLAND IN NICKELED BRASS WITH LONG THREAD WITH THREADING PG42 IP68 | 5 | 0.312 | 140.9927
| P572207 | UNI LOCKNUT IN NICKELED BRASS WITH THREADING PG7 IP68 | 50 | 1 | 0.71273
| P572209 | UNI LOCKNUT IN NICKELED BRASS WITH THREADING PG9 IP68 | 50 | 0.003 | 0.73818
| P572211 | UNI LOCKNUT IN NICKELED BRASS WITH THREADING PG11 IP68 | 50 | 0.015 | 0.81455
| P572213 | UNI LOCKNUT IN NICKELED BRASS WITH THREADING PG 13,5 IP68 | 50 | 0.004 | 0.86545
| P572216 | UNI LOCKNUT IN NICKELED BRASS WITH THREADING PG16 IP68 | 50 | 0.005 | 0.96727
| P572221 | UNI LOCKNUT IN NICKELED BRASS WITH THREADING PG21 IP68 | 20 | 0.009 | 1.2727
| P572229 | UNI LOCKNUT IN NICKELED BRASS WITH THREADING PG29 IP68 | 20 | 0.014 | 3.4109
| P572236 | UNI LOCKNUT IN NICKELED BRASS WITH THREADING PG36 IP68 | 10 | 0.022 | 4.5055
| P572242 | UNI LOCKNUT IN NICKELED BRASS WITH THREADING PG42 IP68 | 5 | 0.082 | 8.3236
| P572248 | UNI LOCKNUT IN NICKELED BRASS WITH THREADING PG48 IP68 | 5 | 0.191 | 13.8473
| P572307 | UNI SCREWCAP IN NICKELED BRASS WITH THREADING PG7 IP68 | 50 | 0.01 | 5.7527
| P572309 | UNI SCREWCAP IN NICKELED BRASS WITH THREADING PG9 IP68 | 50 | 0.015 | 5.8545
| P572311 | UNI SCREWCAP IN NICKELED BRASS WITH THREADING PG11 IP68 | 50 | 0.02 | 6.5164
| P572313 | UNI SCREWCAP IN NICKELED BRASS WITH THREADING PG13 IP68 | 50 | 0.02 | 6.9491
| P572316 | UNI SCREWCAP IN NICKELED BRASS WITH THREADING PG16 IP68 | 25 | 0.025 | 9.7236
| P572321 | UNI SCREWCAP IN NICKELED BRASS WITH THREADING PG21 IP68 | 20 | 0.03 | 12.1673
| P572329 | UNI SCREWCAP IN NICKELED BRASS WITH THREADING PG29 IP68 | 15 | 0.04 | 19.3709
| P572336 | UNI SCREWCAP IN NICKELED BRASS WITH THREADING PG36 IP68 | 10 | 0.048 | 23.3164
| P572342 | UNI SCREWCAP IN NICKELED BRASS WITH THREADING PG42 IP68 | 10 | 0.06 | 27.9236
| P572348 | UNI SCREWCAP IN NICKELED BRASS WITH THREADING PG48 IP68 | 10 | 0.09 | 64.0436
| P575500 | CEE BOTTOM BOX FOR PANEL MOUNTING 63A/125A | 1 | 0.41 | 22.6545
| P575501 | PRIMA FLUSH-MOUNTING AND PANEL MOUNTING BOTTOM BOX FOR PRIMA AND TER | 1 | 0.202 | 16.6473
| P575502 | TER PANEL FLUSH-MOUNTING BOTTOM BOX | 1 | 0.416 | 29.7564
| P575505 | TOPTER TOPTER ENCLOSURE 234X145X76MM WITH BLIND WALLS FOR PANEL MOUNTING - | 1 | 0.7 | 36.4764
| P575506 | TOPTER PANEL FLUSH-MOUNTING CONTROL UNIT 12 MODULES | 1 | 0.83 | 72.0618
| P575701 | B-SMART COMPACT BASEMENT FOR ENERGYTOWER | 1 | 1.4 | 374.2073
| P575702 | B-SMART FLUSH STANDARD BASEMENT FOR ENERGYTOWER | 1 | 1.5 | 496.7455
| P575706 | B-SMART PATENTED SAFE CRASH BREAKABLE GLASS FOR FIREFIGHTING TURRETS | 1 | 0.5 | 376.8545
| P575708 | B-SMART LOCK KIT WITH 2 SINGLE-CODE KEYS FOR MOORING AND CAMPSITE DISTRIBUTION TURRETS | 1 | 0.02 | 14.8909
| P575710 | B-SMART DECORATIVE FRAME IN STAINLESS STEEL FOR B-SMART STANDARD TURRETS | 1 | 0.6 | 102.1236
| P575711 | B-SMART DECORATIVE FRAME IN STAINLESS STEEL FOR COMPACT B-SMART TURRETS | 1 | 0.6 | 52.3091
| P576100 | B-SMART STAINLESS STEEL AISI 316L BOLLARD FOR MOOURING WITH 2 INDUSTRIAL SOCKETS+2TAPS | 1 | 18.7 | 3485.1855
| P576101 | B-SMART STAINLESS STEEL AISI 316L BOLLARD FOR MOOURING WITH 2 INDUSTRIAL SOCKETS+2TAPS | 1 | 20 | 3485.1855
| P576110 | B-SMART STAINLESS STEEL AISI 316L BOLLARD FOR MOOURING WITH 2 INTERLOCKED SOCKETS+2TAPS | 1 | 22 | 3593.24
| P576111 | B-SMART STAINLESS STEEL AISI 316L BOLLARD FOR MOOURING WITH 2 INTERLOCKED SOCKETS+2TAPS | 1 | 22 | 3602.48
| P576112 | B-SMART STAINLESS STEEL AISI 316L BOLLARD FOR MOOURING WITH 2 INTERLOCKED SOCKETS+2TAPS | 1 | 22 | 5752.88
| P576113 | B-SMART STAINLESS STEEL AISI 316L BOLLARD FOR MOOURING WITH 2 INTERLOCKED SOCKETS+2TAPS | 1 | 22 | 4859.5018
| P576200 | B-SMART STAINLESS STEEL AISI 316L BOLLARD FOR MOOURING WITH 4 INTERLOCKED SOCKETS+4TAPS | 1 | 20.75 | 4473.4327
| P576201 | B-SMART STAINLESS STEEL AISI 316L BOLLARD FOR MOOURING WITH 4 INTERLOCKED SOCKETS+4TAPS | 1 | 22 | 4512.9636
| P576202 | B-SMART STAINLESS STEEL AISI 316L BOLLARD FOR MOOURING WITH 4 INTERLOCKED SOCKETS+4TAPS | 1 | 26.4 | 4512.9636
| P576203 | B-SMART STAINLESS STEEL AISI 316L BOLLARD FOR MOOURING WITH 4 INTERLOCKED SOCKETS+4TAPS | 1 | 26.2 | 4473.4327
| P576205 | B-SMART STAINLESS STEEL AISI 316L BOLLARD FOR MOOURING WITH 4 INTERLOCKED SOCKETS+4TAPS | 1 | 26.8 | 4512.9636
| P576206 | B-SMART STAINLESS STEEL AISI 316L BOLLARD FOR MOOURING WITH 4 INTERLOCKED SOCKETS+4TAPS | 1 | 20.75 | 4512.9636
| P576400 | B-SMART STAINLESS STEEL AISI 316L BOLLARD FOR CAMPSITES WITH 4 INTERLOCKED SOCKET OUTLETS | 1 | 23.25 | 4099.2255
| P576401 | B-SMART STAINLESS STEEL AISI 316L BOLLARD FOR CAMPSITES WITH 4 INDUSTRIALSOCKET OULETS | 1 | 23.25 | 3854.1491
| P576600 | B-SMART STAINLESS STEEL AISI 316L FIREPROOF BOLLARD FOR 1 EXTINGUISHER IP56 | 1 | 18 | 3403.5018
| P576601 | B-SMART STAINLESS STEEL AISI 316L FIREPROOF BOLLARD WITH SLEEVE AND NOZZLE IP56 | 1 | 18 | 4495.8327
| P576800 | B-SMART STAINLESS STEEL AISI316L BOLLARD FOR MOORING HEAD FOR PROTECTION DEVICES IP56 | 1 | 18.58 | 2718.3164
| P579011 | TOPTER CARRYING HANDLE FOR WATERTIGHT BOARDS TOPTER SERIES COMPLETE WITH SCREWS AND WASHERS | 1 | 0.092 | 20.2109
| P579012 | TOPTER PAIR OF SMALL PADS TO COUPLE WATERTIGHT TOPTER BOARDS COMPLETE WITH SCREWS AND WASHERS | 10 | 0.072 | 6.6182
| P579013 | TOPTER EQUIPOTENTIAL BARS FOR EARTH CONNECTIONS N° 4 HOLES | 1 | 0.055 | 22.3745
| P579014 | TOPTER EQUIPOTENTIAL BARS FOR EARTH CONNECTIONS N° 10 HOLES | 1 | 0.088 | 31.5127
| P579211 | TER FLUSH MOUNTING BOX FOR INTERLOCKED SOCKET OUTLET WITH FUSES HOLDERS | 1 | 390 | 24.0291
04-37-79400 | P579400 | TOPTER BASE FOR SOCKET | 1 | 0.285 | 10.46
| P579421 | TOPTER HIGH CAPACITY FLANGED WATERTIGHT DISTRIBUTION BOARDS FOR WALL MOUNTING N.1 INTERLOCKED SOCKET-OUTLETS -IP65 | 1 | 0.62 | 48.3127
| P579422 | TOPTER HIGH CAPACITY FLANGED WATERTIGHT DISTRIBUTION BOARDS FOR WALL MOUNTING N.2 INTERLOCKED SOCKET-OUTLETS -IP55 | 1 | 1.131 | 90.0073
| P579423 | TOPTER HIGH CAPACITY FLANGED WATERTIGHT DISTRIBUTION BOARDS FOR WALL MOUNTING N.3 INTERLOCKED SOCKET-OUTLETS -IP55 | 1 | 1.741 | 133.4582
| P579451 | TOPTER TOPTER COVER WITH TRANSPARENT WINDOW 5MOD. IP65 | 1 | 0.291 | 41.9491
| P579452 | TOPTER COVER WITH TRANSPARENT WINDOW RAIL 12 MODULES X BOARD 579422 IP55 | 1 | 0.481 | 77.4073
| P579453 | TOPTER COVER WITH TRANSPARENT WINDOW RAIL 18 MODULES X BOARD 579423 IP55 | 1 | 0.723 | 102.7091
| P579462 | PRIMA COVER WITH TRANSPARENT WINDOW RAIL 9 MODULES X PRIMA'S BOARD | 1 | 0.375 | 71.1964
| P579500 | PRIMA BASE PRIMA/TER FOR INTERLOCKED-SOCKETS | 1 | 0.198 | 9.0109
| P579510 | PRIMA FLUSH MOUNTING BOX FOR INTERLOCKED SOCKET OUTLET PRIMA/TER | 1 | 0.301 | 16.9018
| P579582 | PRIMA FINISHING FRAME PANEL ASSEMBLY X PRIMA BOARDS CODE 579520-579521 | 1 | 0.32 | 17.0291
| P579584 | PRIMA FINISHING FRAME PANEL ASSEMBLY X PRIMA BOARDS CODE 579540-579541-579542 | 1 | 0.4 | 21.6109
| P579590 | PRIMA SPACER KIT FOR PLUG-IN IN TERMINAL BOARD AND INTERLOCKED SOCKET-OUTLETS WITH FUSES, FOR FLUSH-MOUNTING BOX | 1 | 0.025 | 7.3055
| P579591 | PRIMA DIVIDER FOR DISTRIBUTION BOARDS WITH 4 SOCKET-OUTLETS | 1 | 0.037 | 7
| P579592 | PRIMA SPARE BLIND FRONT PANEL | 1 | 0.158 | 14.6109
| P579602 | PRIMA FLANGED DISTRIBUTION BOARD FOR WALL-MOUNTING 2 SOCKETS 9+9 MODULE - IP55 | 1 | 1.638 | 171.6145
| P579612 | PRIMA WALL-MOUNTING ENCLOSURE FOR ADDITIONAL MODULAR DEVICES - 9 MODULE - IP55 | 1 | 0.662 | 70.3055
| P579620 | PRIMA FLANGED DISTRIBUTION BOARD FOR WALL-MOUNTING 2 VERTICALLY SOCKETS 9 MODULE - IP55 | 1 | 1.072 | 114.2655
| P579621 | PRIMA FLANGED DISTRIBUTION BOARD FOR WALL-MOUNTING 2 VERTICALLY SOCKETS BLIND FRONT PANEL - IP55 | 1 | 1.008 | 61.5236
| P579622 | P579622 TOPTER HIGH CAPACITY FLANGED WATERTIGHT DISTRIBUTION BOARDS WITH TRANSPARENT WINDOW FOR WALL MOUNTING N.1 INTERLOCKED SOCKET-OUTLETS -IP55 12 MOD. | 1 | 1.398 | 181.7709
| P579623 | TOPTER HIGH CAPACITY FLANGED WATERTIGHT DISTRIBUTION BOARDS WITH TRANSPARENT WINDOW FOR WALL MOUNTING N.1 INTERLOCKED SOCKET-OUTLETS - IP55 18 MOD. | 1 | 2.148 | 256.76
| P579631 | TOPTER HIGH CAPACITY FLANGED WATERTIGHT DISTRIBUTION BOARDS WITH TRANSPARENT WINDOW FOR WALL MOUNTING N.1 INTERLOCKED SOCKET-OUTLETS - IP65 5 MOD. | 1 | 0.63 | 76.8982
| P579640 | PRIMA FLANGED DISTRIBUTION BOARD FOR WALL-MOUNTING 4 SOCKETS 9+9 MODULE - IP55 | 1 | 2.15 | 163.9782
| P579641 | PRIMA FLANGED DISTRIBUTION BOARD FOR WALL-MOUNTING 4 SOCKETS 9 MODULE - IP55 | 1 | 1.95 | 152.5491
| P579642 | PRIMA FLANGED DISTRIBUTION BOARD FOR WALL-MOUNTING 4 VERTICALLY SOCKETS BLIND FRONT PANEL - IP55 | 1 | 1.9 | 117.1927
04-10-579702 | P579702 | TOPTER WALL-MOUNTED BOX FOR 2 HORIZONTAL SOCKET-OUTLETS TOPTER SERIES 103X206 IP55 | 1 | 0.45 | 26.7018
04-10-579703 | P579703 | TOPTER WALL-MOUNTED BOX FOR 3 HORIZONTAL SOCKET-OUTLETS TOPTER SERIES 115X290 IP55 | 1 | 0.47 | 42.7127
| P579708 | TOPTER WALL-MOUNTING CONTROL UNIT 5 MODULES TOPTER | 1 | 0.5 | 34.6945
| P579709 | TOPTER WALL-MOUNTING CONTROL UNIT 12 MODULES TOPTER | 1 | 0.822 | 72.0618
04-10-57971 0 | P579710 | TOPTER WALL MOUNTED BOTTOM BASE FOR TOPTER INTERLOCKED SOCKETS IP66-IP67 | 1 | 0.265 | 6.5
| P579711 | TOPTER PANEL FLUSH-MOUNTING BOTTOM BOX FOR TOPTER IP66-IP67 | 1 | 0.227 | 22.12
| P579712 | TOPTER FLUSH MOUNTING BOX WITH FRAME FOR INTERLOCKED TOPTER SOCKET IP66 | 1 | 0.27 | 19.5745
| P579713 | TOPTER BLIND FLANGE IP66-IP67 | 1 | 0.101 | 15.12
| P579714 | TOPTER FLANGE FOR 2 NON-INTERLOCKED SOCKET | 1 | 0.163 | 23.3927
| P579715 | TOPTER FIXED SOCKET FOR INSERTED PLUG IP65 | 1 | 0.301 | 93.6727
| P579716 | TOPTER FLANGE FOR MOUNTING OF THREE INTRNATIONAL SOCKET-OUTLETS IP65 TOPTER SERIES | 1 | 0.116 | 44.7491
| P579717 | TOPTER FLANGE FOR DISTRIBUTION BOARD TOPTER SERIES FOR FIXED SOCKET-OUTLET 63A IP66/67 | 1 | 0.113 | 21.9927
| P579718 | PRIMA FLANGE FOR 2 SOCKETS TOPTER | 1 | 0.149 | 17.2836
| P579719 | TER FLANGE FOR 2 NON-INTERLOCKED SOCKET | 1 | 0.227 | 28.8655
| P579721 | TOPTER BLIND BOARD FOR 1 INTERLCOKED SOCKET IP66 | 1 | 6.528 | 43.2218
| P579722 | TOPTER BLIND BOARD FOR 2 INTERLCOKED SOCKETS IP66 | 1 | 1.05 | 63.3055
| P579723 | TOPTER BLIND BOARD FOR 3 INTERLCOKED SOCKETS IP66 | 1 | 1.607 | 91.0255
| P579725 | TOPTER BLIND BOARD WITH 2 INTERLOCKED SOCKETS E.BOX IP66 | 1 | 1.05 | 71.9345
| P579735 | TOPTER BOARD WITH TRANSPARENT DOOR, 2 INTERLOCKED SOCKETS E.BOX IP65 | 1 | 1.152 | 103.2182
| P579741 | TOPTER TOPTER BOARD WITH TRANSPARENT WINDOW 1 INTERLOCKED SOCKET IP66 | 1 | 0.837 | 38.68
| P579742 | TOPTER BOARD WITH TRANSPARENT WINDOW 2 INTERLOCKED SOCKETS IP66 | 1 | 1.794 | 101.3091
| P579743 | TOPTER BOARD WITH TRANSPARENT WINDOW 3 INTERLOCKED SOCKETS IP66 | 1 | 2.408 | 161.4327
| P579744 | TOPTER BOARD WITH TRANSPARENT WINDOW 4 INTERLOCKED SOCKETS IP66 | 1 | 3.035 | 202.1091
00-42-4579750 | P579750 | TOPTER WALL-MOUNTED BOX FOR 1 SOCKET-OUTLET AND FLANGE TOPTER SERIES 65X83 IP66/IP67 | 1 | 0.148 | 7.58
04-10-57975 1 | P579751 | TOPTER WALL-MOUNTED BOX FOR 1 SOCKET-OUTLET AND FLANGE TOPTER SERIES 88X100 IP66/IP67 | 1 | 0.231 | 9.15
04-23-79822 | P579822 | TOPTER WATERTIGHT DISTRIBUTION BOARD WITH TRANSPARENT DOOR, 2 FIXED SOCKET-OUTLET, IP66 | 1 | 0.987 | 36.7395
04-23-79823 | P579823 | TOPTER WATERTIGHT DISTRIBUTION BOARD WITH TRANSPARENT DOOR FOR 3 FIXED SOCKET-OUTLETS, IP66 | 1 | 0.975 | 35.868
04-23-79824 | P579824 | TOPTER BOARD WITH TRANSPARENT WINDOW 4 NON INTERLOCKED SOCKETS IP66 | 1 | 2.033 | 61.29
04-23-79826 | P579826 | TOPTER BOARD WITH TRANSPARENT WINDOW 6 NON INTERLOCKED SOCKETS IP66 | 1 | 2.671 | 90.33
04-23-79828 | P579828 | TOPTER BOARD WITH TRANSPARENT WINDOW 8 NON INTERLOCKED SOCKETS IP66 | 1 | 3.394 | 150.44
| P579830 | TOPTER FLUSH-MOUNTED SOCKET-OUTLET STANDARD ITALY/POLAND/HUNGARY 16A 250V | 10 | 0.05 | 10.5891
| P579831 | TOPTER FLUSH-MOUNTED SOCKET-OUTLET STANDARD UK 13A 250V IP54 | 10 | 0.064 | 19.8291
| P579832 | TOPTER FLUSH-MOUNTED SOCKET-OUTLET STANDARD FRANCE/BELGIUM/CZECH REP. 16A | 10 | 0.047 | 11.1236
| P579840 | TOPTER UNIVERSAL DUAL AMP SCHUKO IP66 | 5 | 0.091 | 14.64
04-23-57984 2 | P579842 | TOPTER BLIND FLANGE FOR FIXED SOCKETS IP66-IP67 | 1 | 0.042 | 5.9155
04-23-57984 3 | P579843 | TOPTER BLIND FLANGE 2P-3P 16A IP66-IP67 NON INTERLOCKED SOCKETS | 1 | 0.025 | 6.7964
04-24-57984 5 | P579845 | TOPTER FLUSH-MOUNTED SOCKET-OUTLET STANDARD GERMANY 16A 250V IP54 | 10 | 0.057 | 4.872
| P579846 | TOPTER FRAME FOR 2P-3P 16A NON INTERLOCKED SOCKETS | 1 | 0.018 | 6.5164
04-24-79847 | P579847 | TOPTER CAP FOR DOMESTIC SOCKETS IP66 | 10 | 0.041 | 8.25
04-37-57984 8 | P579848 | TOPTER FLANGE FOR SHUKO SOCKET | 1 | 0.029 | 4.46
| P579849 | TOPTER FLANGE FOR STR.SOCKET LOW VOLTAGE | 1 | 0.049 | 7.1273
| P579850 | TOPTER AUX CONTACT FOR INSERTED PLUG | 1 | 0.014 | 33.5491
| P579852 | TOPTER EN50022 GUIDE KIT 10 MODULES FOR TOPTER DISTRIBUTION BOARDS WITH 2 | 1 | 0.109 | 15.7564
| P579853 | TOPTER EN50022 GUIDE KIT 16 MODULES FOR TOPTER DISTRIBUTION BOARDS WITH 3 | 1 | 0.162 | 18.3018
| P579854 | TOPTER EN50022 GUIDE KIT 22 MODULES FOR TOPTER DISTRIBUTION BOARDS WITH 4 | 1 | 0.16 | 20.3382
04-24-57986 0 | P579860 | TOPTER WATERTIGHT CAP IP66 WITH INSERTED PLUG | 1 | 0.195 | 23.09
04-23-79863 | P579863 | TOPTER BOARD FOR 2 INDUSTRIAL SKTS. + 1 SKT 63A WITH TRANSPARENT DOOR 10 MODULES IPP66 | 1 | 2.1 | 122.0291
04-23-79865 | P579865 | TOPTER BOARD FOR4 INDUSTRIAL SKTS. + 1 SKT 63A EITH TRANSPARENT DOOR E 16 MODULES IP66 | 1 | 2.9 | 195.7455
| P579901 | PRIMA FLANGE PRIMA/TER FOR CLOSING BOARDS WITH ELECTRIC INTERLOCKED SOCKET | 1 | 0.104 | 9.0109
| P579902 | TER FLANGE TER FOR CLOSING BOARDS WITH SOCKET WITH FUSEHOLDER BASE | 1 | 0.146 | 16.52
| P579904 | TOPTER SHIELD FOR 2 MODULES TER SERIES | 20 | 0.003 | 3.08
| P579910 | TER TER FLANGE 1 SOCKET 63A | 1 | 0.153 | 31.0036
| P579920 | TOPTER ADAPTING FLANGE | 1 | 0.227 | 28.6109
| P580051 | SCREW CAP WITH THREADING 3/8" GAS IP67 | 5 | 0.002 | 1.8582
| P580052 | SCREW CAP WITH THREADING 1/2" GAS IP67 | 5 | 0.003 | 2.0364
| P580054 | SCREW CAP WITH THREADING 3/4" GAS IP67 | 5 | 0.005 | 2.0873
| P580203 | THERMOPLASTIC FITTINGS FROM PG29 TO PG36 | 1 | 0.035 | 11.1236
| P580205 | THERMOPLASTIC FITTINGS FROM PG13,5 TO PG36 | 1 | 0.02 | 15.2727
| P580211 | UNI VENTING CAP PG16 | 1 | 0.018 | 13.1345
| P580212 | UNI VENTING CAP PG21 | 1 | 0.024 | 14.1018
| P580213 | UNI VENTING CAP PG29 | 1 | 0.047 | 20.9491
| P580230 | UNI SCREWCAP IN INSULATING MATERIAL WITH THREADING PG13,5 | 100 | 0.02 | 3.6909
| P580231 | UNI SCREWCAP IN INSULATING MATERIAL WITH THREADING PG16 | 100 | 0.007 | 4.0218
| P580232 | UNI SCREWCAP IN INSULATING MATERIAL WITH THREADING PG21 | 100 | 0.038 | 2.8764
| P580233 | UNI SCREWCAP IN INSULATING MATERIAL WITH THREADING PG29 | 50 | 0.015 | 4.0218
| P580234 | UNI SCREWCAP IN INSULATING MATERIAL WITH THREADING PG36 | 25 | 0.023 | 10.6909
| P580242 | THERMOPLASTIC FITTINGS PG21 | 5 | 0.065 | 7.28
| P580243 | THERMOPLASTIC FITTINGS PG29 | 5 | 0.118 | 9.0618
| P580244 | THERMOPLASTIC FITTINGS PG36 | 1 | 0.041 | 19.6255
| P580250 | TOPTER FITTING PG21 IP66-IP67 | 1 | 0.02 | 14.2291
| P580261 | UNI FITTING M20 WITH MALE 1/2" GAS | 1 | 0.008 | 4.6073
| P580264 | UNI FITTING M25 WITH MALE 3/4"GAS | 1 | 0.009 | 7.4327
| P580271 | UNI FITTING FOR PIPE 3/8" ON HOLE PG13,5 | 1 | 0.008 | 3.8945
| P580272 | UNI FITTING FOR PIPE 1/2" ON HOLE PG16 | 1 | 0.009 | 4.0473
| P580274 | UNI FITTING FOR PIPE 3/4" ON HOLE PG21 | 1 | 0.011 | 4.0473
| P580275 | UNI FITTING FOR PIPE 1" ON HOLE PG29 | 1 | 0.025 | 4.8873
| P580276 | UNI FITTING FOR PIPE 1"1/2 ON HOLE PG36 | 1 | 0.037 | 11.0727
| P580291 | UNI FITTING FOR PIPE M20X1,5 ON HOLE PG13,5 | 1 | 0.009 | 4.76
| P580292 | UNI FITTING FOR PIPE M20X1,5 ON HOLE PG16 | 1 | 0.013 | 4.8109
| P580294 | UNI FITTING FOR PIPE M25X1,5 ON HOLE PG21 | 1 | 0.016 | 5.3455
| P580295 | UNI FITTING FOR PIPE M32X1,5 ON HOLE PG29 | 1 | 0.022 | 6.5927
| P580296 | UNI FITTING FOR PIPE M40X1,5 ON HOLE PG36 | 1 | 0.044 | 7.8655
04-37-80360ΕΧ | P580360EX | UNI-EX ADAPTER IN ZINCED STEEL 3/8">M16 2D 2G IP66/IP67 | 1 | 0.069 | 56.6618
04-37-80361ΕΧ | P580361EX | UNI-EX ADAPTER IN ZINCED STEEL 1/2">M202D 2G IP66/IP67 | 1 | 0.063 | 58.9018
04-28-80364 | P580364EX | UNI-EX ADAPTER IN ZINCED STEEL 3/4">M25 2D 2G IP66/IP67 | 1 | 0.94 | 71.2727
04-37-80365ΕΧ | P580365EX | UNI-EX ADAPTER IN ZINCED STEEL 1">M32 2D 2G IP66/IP67 | 1 | 0.008 | 115.0291
04-37-58039 4 | P580394EX | UNI-EX ADAPTER IN ZINCED STEEL PG21>M25 2D 2G IP68 | 1 | 0.008 | 76.4145
04-37-58039 5 | P580395EX | UNI-EX ADAPTER IN ZINCED STEEL PG29>M32 2D 2G IP68 | 1 | 0.008 | 106.0691
04-37-58039 6 | P580396EX | UNI-EX ADAPTER IN ZINCED STEEL PG36>M40 2D 2G IP68 | 1 | 0.008 | 162.0691
| P580416EX | UNI-EX ATEX CABLE GLAND 4F FOR ARMOURED CABLE M16X1,5 2D2G | 1 | 0.025 | 56.5345
| P580420EX | UNI-EX ATEX CABLE GLAND 4F FOR ARMOURED CABLE M20X1,5 2D2G | 1 | 0.04 | 63.5091
| P580425EX | UNI-EX ATEX CABLE GLAND 4F FOR ARMOURED CABLE M25X1,5 2D2G | 1 | 0.06 | 77.2036
| P580432EX | UNI-EX ATEX CABLE GLAND 4F FOR ARMOURED CABLE M32X1,5 2D2G | 1 | 0.1 | 173.9309
| P580440EX | UNI-EX ATEX CABLE GLAND 4F FOR ARMOURED CABLE M40X1,5 2D2G | 1 | 0.13 | 230.5927
| P580450EX | UNI-EX ATEX CABLE GLAND 4F FOR ARMOURED CABLE M50X1,5 2D2G | 1 | 0.29 | 330.7309
| P580463EX | UNI-EX ATEX CABLE GLAND 4F FOR ARMOURED CABLE M63X1,5 2D2G | 1 | 0.35 | 441.4073
| P581012 | UNI CABLE GLAND IN INSULATING MATERIAL WITH METRIC THREADING M12X 1,5 - IP68 | 100 | 0.005 | 1.1455
04-28-81012ΕΧ | P581012EX | UNI-EX CABLE GLAND IN INSULATING MATERIAL M12 2D 2G | 50 | 0.005 | 5.7527
| P581016 | UNI CABLE GLAND IN INSULATING MATERIAL WITH METRIC THREADING M16X1,5 - IP68 | 50 | 0.006 | 1.3236
04-28-81016ΕΧ | P581016EX | UNI-EX CABLE GLAND IN INSULATING MATERIAL M16 2D 2G | 50 | 0.013 | 6.0327
| P581020 | UNI CABLE GLAND IN INSULATING MATERIAL WITH METRIC THREADING M20X1,5 - IP68 | 50 | 0.014 | 1.3491
04-28-81020ΕΧ | P581020EX | UNI-EX CABLE GLAND IN INSULATING MATERIAL M20 2D 2G | 50 | 0.041 | 6.3127
| P581025 | UNI CABLE GLAND IN INSULATING MATERIAL WITH METRIC THREADING M25X1,5 - IP68 | 25 | 0.022 | 2.2145
04-28-58102 5 | P581025EX | UNI-EX CABLE GLAND IN INSULATING MATERIAL M25 2D 2G | 20 | 0.022 | 7.4073
| P581032 | UNI CABLE GLAND IN INSULATING MATERIAL WITH METRIC THREADING M32X 1,5 - IP68 | 20 | 0.092 | 4.76
04-28-581032Ε | P581032EX | UNI-EX CABLE GLAND IN INSULATING MATERIAL M32 2D 2G | 20 | 0.04 | 13.3127
| P581040 | UNI CABLE GLAND IN INSULATING MATERIAL WITH METRIC THREADING M40X1,5 - IP68 | 10 | 0.69 | 9.3164
04-28-81040ΕΧ | P581040EX | UNI-EX CABLE GLAND IN INSULATING MATERIAL M40 2D 2G | 20 | 0.075 | 33.8545
| P581050 | UNI CABLE GLAND IN INSULATING MATERIAL WITH METRIC THREADING M50X1,5 - IP68 | 5 | 0.095 | 19.2436
04-28-81050ΕΧ | P581050EX | UNI-EX CABLE GLAND IN INSULATING MATERIAL M50 2D 2G | 10 | 0.095 | 41.7709
| P581063 | UNI CABLE GLAND IN INSULATING MATERIAL WITH METRIC THREADING M63X 1,5 - IP68 | 5 | 0.45 | 24.8945
04-28-81063ΕΧ | P581063EX | UNI-EX CABLE GLAND IN INSULATING MATERIAL M63 2D 2G | 5 | 0.105 | 55.0836
| P581112 | UNI CABLE GLAND IN INSULATING MATERIAL WITH METRIC THREADING WITH LONG THREAD M12X 1,5 - IP68 | 100 | 0.006 | 2.0109
04-28-81112ΕΧ | P581112EX | UNI-EX CABLE GLAND IN INSULATING MATERIAL M12 LONG THREADING 2D 2G | 50 | 0.005 | 11.4545
| P581116 | UNI CABLE GLAND IN INSULATING MATERIAL WITH METRIC THREADING WITH LONG THREAD M16X1,5 - IP68 | 50 | 0.009 | 2.4182
04-28-81116ΕΧ | P581116EX | UNI-EX CABLE GLAND IN INSULATING MATERIAL M16 LONG THREADING 2D 2G | 50 | 0.008 | 12.2436
| P581120 | UNI CABLE GLAND IN INSULATING MATERIAL WITH METRIC THREADING WITH LONG THREAD M20X1,5 - IP68 | 50 | 0.02 | 2.52
04-28-81120ΕΧ | P581120EX | UNI-EX CABLE GLAND IN INSULATING MATERIAL M20 LONG THREADING 2D 2G | 50 | 0.014 | 12.4982
| P581125 | UNI CABLE GLAND IN INSULATING MATERIAL WITH METRIC THREADING WITH LONG THREAD M25X1,5 - IP68 | 25 | 0.023 | 4.0473
04-28-81125ΕΧ | P581125EX | UNI-EX CABLE GLAND IN INSULATING MATERIAL M25 LONG THREADING 2D 2G | 20 | 0.032 | 14.3564
| P581132 | UNI CABLE GLAND IN INSULATING MATERIAL WITH METRIC THREADING WITH LONG THREAD M32X 1,5 - IP68 | 20 | 0.039 | 8.6036
04-28-81132ΕΧ | P581132EX | UNI-EX CABLE GLAND IN INSULATING MATERIAL M32 LONG THREADING 2D 2G | 20 | 0.039 | 19.6255
| P581140 | UNI CABLE GLAND IN INSULATING MATERIAL WITH METRIC THREADING WITH LONG THREAD M40X1,5 - IP68 | 10 | 0.082 | 16.8764
04-28-81140ΕΧ | P581140EX | UNI-EX CABLE GLAND IN INSULATING MATERIAL M40 LONG THREADING 2D 2G | 20 | 0.086 | 47.7018
| P581150 | UNI CABLE GLAND IN INSULATING MATERIAL WITH METRIC THREADING WITH LONG THREAD M50X1,5 - IP68 | 5 | 0.1 | 34.9236
04-28-81150ΕΧ | P581150EX | UNI-EX CABLE GLAND IN INSULATING MATERIAL M50 LONG THREADING 2D 2G | 10 | 0.091 | 48.8727
| P581163 | UNI CABLE GLAND IN INSULATING MATERIAL WITH METRIC THREADING WITH LONG THREAD M63X 1,5 - IP68 | 5 | 0.11 | 44.9273
04-28-81163ΕΧ | P581163EX | UNI-EX CABLE GLAND IN INSULATING MATERIAL M63 LONG THREADING 2D 2G | 5 | 0.141 | 64.2982
04-28-81212 | P581212 | UNI LOCKNUT IN INSULATING MATERIAL WITH METRIC THREADING M12X 1,5 IP68 | 50 | 0.002 | 0.50909
04-28-81216 | P581216 | UNI LOCKNUT IN INSULATING MATERIAL WITH METRIC THREADING M16X1,5 IP68 | 50 | 0.002 | 0.53455
04-28-81220 | P581220 | UNI LOCKNUT IN INSULATING MATERIAL WITH METRIC THREADING M20X1,5 IP68 | 50 | 0.014 | 0.56
04-28-81225 | P581225 | UNI LOCKNUT IN INSULATING MATERIAL WITH METRIC THREADING M25X1,5 IP68 | 50 | 0.004 | 0.71273
04-28-81232 | P581232 | UNI LOCKNUT IN INSULATING MATERIAL WITH METRIC THREADING M32X 1,5 IP68 | 50 | 0.005 | 1.0436
04-28-81240 | P581240 | UNI LOCKNUT IN INSULATING MATERIAL WITH METRIC THREADING M40X1,5 IP68 | 20 | 0.021 | 2.8764
04-28-81250 | P581250 | UNI LOCKNUT IN INSULATING MATERIAL WITH METRIC THREADING M50X1,5 IP68 | 10 | 0.009 | 4.5055
04-28-81263 | P581263 | UNI LOCKNUT IN INSULATING MATERIAL WITH METRIC THREADING M63X 1,5 IP68 | 5 | 0.018 | 6.1855
| P581312 | UNI TAPPO IS M12 IP68 | 50 |  | 0.81455
04-28-58131 2 | P581312EX | UNI-EX TAPPO IS M12 2D2G | 50 | 0.005 | 2.4436
| P581316 | UNI TAPPO IS M16 IP68 | 50 |  | 0.86545
04-28-58131 6 | P581316EX | UNI-EX TAPPO IS M16 2D2G | 50 | 0.013 | 2.5964
| P581320 | UNI TAPPO IS M20 IP68 | 50 |  | 0.91636
04-28-58132 0 | P581320EX | UNI-EX TAPPO IS M20 2D2G | 50 | 0.041 | 2.8
| P581325 | UNI TAPPO IS M25 IP68 | 50 |  | 1.2218
04-28-58132 5 | P581325EX | UNI-EX TAPPO IS M25 2D2G | 20 | 0.022 | 3.64
| P581332 | UNI TAPPO IS M32 IP68 | 50 |  | 2.0109
04-28-58133 2 | P581332EX | UNI-EX TAPPO IS M32 2D2G | 20 | 0.04 | 6.0582
| P581340 | UNI TAPPO IS M40 IP68 | 20 |  | 4.3273
04-28-58134 0 | P581340EX | UNI-EX TAPPO IS M40 2D2G | 20 | 0.075 | 12.9818
| P581350 | UNI TAPPO IS M50 IP68 | 10 |  | 7.1527
04-28-58135 0 | P581350EX | UNI-EX TAPPO IS M50 2D2G | 10 | 0.095 | 21.4836
| P581363 | UNI TAPPO IS M63 IP68 | 5 |  | 9.52
04-28-58136 3 | P581363EX | UNI-EX TAPPO IS M63 2D2G | 5 | 0.105 | 28.4582
| P582012 | UNI CABLE GLAND IN NICKELED BRASS WITH METRIC THREADING M12X1,5 IP68 | 100 | 0.011 | 5.7782
| P582016 | UNI CABLE GLAND IN NICKELED BRASS WITH METRIC THREADING M16X1,5 IP68 | 50 | 0.021 | 7.3564
| P582020 | UNI CABLE GLAND IN NICKELED BRASS WITH METRIC THREADING M20X1,5 IP68 | 50 | 0.028 | 8.4764
| P582025 | UNI CABLE GLAND IN NICKELED BRASS WITH METRIC THREADING M25X1,5 IP68 | 25 | 0.047 | 20.0327
| P582032 | UNI CABLE GLAND IN NICKELED BRASS WITH METRIC THREADING M32X1,5 IP68 | 20 | 0.075 | 34.2618
| P582041 | UNI CABLE GLAND IN NICKELED BRASS WITH METRIC THREADING M40X1,5 IP68 | 10 | 0.171 | 74.7091
| P582050 | UNI CABLE GLAND IN NICKELED BRASS WITH METRIC THREADING M50X1,5 IP68 | 5 | 0.254 | 100.8
| P582112 | UNI CABLE GLAND IN NICKELED BRASS WITH METRIC THREADING WITH LONG THREAD M12X1,5 IP68 | 100 | 0.016 | 13.44
04-28-58211 2 | P582112EX | UNI-EX CABLE GLAND IN NICKELED BRASS M12 LONG THREADING 2D 2G | 50 | 0.016 | 17.92
| P582116 | UNI CABLE GLAND IN NICKELED BRASS WITH METRIC THREADING WITH LONG THREAD M16X1,5 IP68 | 50 | 0.025 | 17.0036
04-28-58211 6 | P582116EX | UNI-EX CABLE GLAND IN NICKELED BRASS M16 LONG THREADING 2D 2G | 50 | 0.023 | 25.6836
| P582120 | UNI CABLE GLAND IN NICKELED BRASS WITH METRIC THREADING WITH LONG THREAD M20X1,5 IP68 | 50 | 0.03 | 19.6255
04-28-58212 0 | P582120EX | UNI-EX CABLE GLAND IN NICKELED BRASS M20 LONG THREADING 2D 2G | 50 | 0.035 | 28.2036
| P582125 | UNI CABLE GLAND IN NICKELED BRASS WITH METRIC THREADING WITH LONG THREAD M25X1,5 IP68 | 25 | 0.054 | 27.6691
04-28-58212 5 | P582125EX | UNI-EX CABLE GLAND IN NICKELED BRASS M25 LONG THREADING 2D 2G | 20 | 0.055 | 34.1345
| P582132 | UNI CABLE GLAND IN NICKELED BRASS WITH METRIC THREADING WITH LONG THREAD M32X1,5 IP68 | 20 | 0.082 | 46.5055
04-28-58213 2 | P582132EX | UNI-EX CABLE GLAND IN NICKELED BRASS M32 LONG THREADING 2D 2G | 20 | 0.087 | 79.3164
04-28-58214 0 | P582140EX | UNI-EX CABLE GLAND IN NICKELED BRASS M40 LONG THREADING 2D 2G | 20 | 0.122 | 103.9564
| P582141 | UNI CABLE GLAND IN NICKELED BRASS WITH METRIC THREADING WITH LONG THREAD M40X1,5 IP68 | 10 | 0.125 | 69.1855
| P582150 | UNI CABLE GLAND IN NICKELED BRASS WITH METRIC THREADING WITH LONG THREAD M50X1,5 IP68 | 5 | 1.22 | 103.1673
04-28-58215 0 | P582150EX | UNI-EX CABLE GLAND IN NICKELED BRASS M50 LONG THREADING 2D 2G | 10 | 0.261 | 148.8836
| P582163 | UNI CABLE GLAND IN NICKELED BRASS WITH METRIC THREADING WITH LONG THREAD M63X1,5 IP68 | 5 | 0.318 | 162.0691
04-28-58216 3 | P582163EX | UNI-EX CABLE GLAND IN NICKELED BRASS M63 LONG THREADING 2D 2G | 5 | 0.315 | 200.2764
04-28-82212 | P582212 | UNI LOCKNUT IN NICKELED BRASS WITH METRIC THREADING M12X1,5 IP68 | 50 | 0.003 | 0.76364
04-28-82216 | P582216 | UNI LOCKNUT IN NICKELED BRASS WITH METRIC THREADING M16X1,5 IP68 | 50 | 0.005 | 0.78909
04-28-82220 | P582220 | UNI LOCKNUT IN NICKELED BRASS WITH METRIC THREADING M20X1,5 IP68 | 50 | 0.056 | 0.96727
04-28-82225 | P582225 | UNI LOCKNUT IN NICKELED BRASS WITH METRIC THREADING M25X1,5 IP68 | 25 | 0.009 | 1.4764
04-28-82232 | P582232 | UNI LOCKNUT IN NICKELED BRASS WITH METRIC THREADING M32X1,5 IP68 | 20 | 0.01 | 1.9345
04-28-82240 | P582240 | UNI LOCKNUT IN NICKELED BRASS WITH METRIC THREADING M40X1,5 IP68 | 10 | 0.21 | 5.4982
04-28-58225 0 | P582250 | UNI LOCKNUT IN NICKELED BRASS WITH METRIC THREADING M50X1,5 IP68 | 10 | 0.03 | 10.64
04-28-82263 | P582263 | UNI LOCKNUT IN NICKELED BRASS WITH METRIC THREADING M63X1,5 IP68 | 5 | 0.302 | 18.5818
| P582312 | UNI SCREWCAP IN NICKELED BRASS WITH METRIC THREADING M12X1,5 IP68 | 100 | 0.05 | 3.7927
| P582316 | UNI SCREWCAP IN NICKELED BRASS WITH METRIC THREADING M16X1,5 IP68 | 100 | 0.006 | 4.0218
| P582320 | UNI SCREWCAP IN NICKELED BRASS WITH METRIC THREADING M20X1,5 IP68 | 100 | 0.014 | 6.8982
| P582325 | UNI SCREWCAP IN NICKELED BRASS WITH METRIC THREADING M25X1,5 IP68 | 100 | 0.012 | 11.6836
| P582332 | UNI SCREWCAP IN NICKELED BRASS WITH METRIC THREADING M32X1,5 IP68 | 50 | 0.03 | 13.1855
| P582340 | UNI SCREWCAP IN NICKELED BRASS WITH METRIC THREADING M40X1,5 IP68 | 50 | 0.06 | 20.9491
| P582350 | UNI SCREWCAP IN NICKELED BRASS WITH METRIC THREADING M50X1,5 IP68 | 25 | 0.08 | 32.9382
| P582363 | UNI SCREWCAP IN NICKELED BRASS WITH METRIC THREADING M63X1,5 IP68 | 25 | 0.096 | 62.5927
| P585316 | NAVE BRASS BUSH FOR EARTHING THE CABLE REINFORCEMENT-INTERNAL DIAM.8-TYPE B2 24 UNAV 1949 IP66 | 10 | 0.014 | 7.9418
| P585317 | NAVE BRASS BUSH FOR EARTHING THE CABLE REINFORCEMENT-INTERNAL DIAM.9-TYPE B2 24 UNAV 1949 IP66 | 10 | 0.014 | 7.9418
| P585318 | NAVE BRASS BUSH FOR EARTHING THE CABLE REINFORCEMENT-INTERNAL DIAM.10,5-TYPE B2 24 UNAV 1949 IP66 | 10 | 0.015 | 7.9418
| P585319 | NAVE BRASS BUSH FOR EARTHING THE CABLE REINFORCEMENT-INTERNAL DIAM.13-TYPE B2 24 UNAV 1949 IP66 | 10 | 0.015 | 7.9418
| P585409 | NAVE BRASS WASHERS WITH GASKET IN NON-AGEING ELASTOMER INTERNAL DIAM. 11 | 10 | 0.008 | 4.3527
| P585410 | NAVE BRASS CABLE GLAND WITH SLEEVE TYPE B2 24 UNAV 1948 M24X1,5 IP66 | 10 | 0.092 | 18.1745
| P585411 | NAVE BRASS WASHER WITH GASKET D12MM UNAV-1948 TYPE | 10 | 0.008 | 8.6036
| P585412 | NAVE BRASS WASHERS WITH GASKET IN NON-AGEING ELASTOMER INTERNAL DIAM. 13 | 10 | 0.007 | 8.6036
| P585413 | NAVE BRASS WASHERS WITH GASKET IN NON-AGEING ELASTOMER INTERNAL DIAM. 14 | 10 | 0.007 | 3.9964
| P585414 | NAVE BRASS WASHERS WITH GASKET IN NON-AGEING ELASTOMER INTERNAL DIAM. 15 | 10 | 0.006 | 9.8764
| P585415 | NAVE BRASS WASHERS WITH GASKET IN NON-AGEING ELASTOMER INTERNAL DIAM. 16 | 10 | 0.005 | 3.9964
| P585416 | NAVE BRASS WASHERS WITH GASKET IN NON-AGEING ELASTOMER INTERNAL DIAM. 17 | 10 | 0.004 | 3.9964
| P585480 | NAVE BRASS CABLE GLAND TYPE 24 UNAV 1062 | 10 | 0.028 | 8.3236
| P585490 | NAVE BRASS SCREWCAP WITH GASKET M24X1,5 IP66 | 10 | 0.31 | 13.0582
| P590002 | COUPLING WITH GAS THREADING 1/2" FOR WATERTIGHT ENCLOSURE IP67 | 5 | 0.015 | 2.1127
| P590004 | COUPLING WITH GAS THREADING 3/4" FOR WATERTIGHT ENCLOSURE IP67 | 1 | 0.005 | 2.6218
| P590020 | TAIS MIGNON UNI FITTING COUPLING THREAD FOR GAS M20 Ø16 - IP67 | 5 | 0.003 | 6.7455
| P590021 | SPIN PROTECTING SLEEVE FOR CABLE OF PLUGS 10-16A | 1 | 0.015 | 7.8655
| P590025 | TAIS MIGNON COUPLING M25 FOR WATERTIGHT ENCLOSURE IP67 | 1 | 0.003 | 8.2473
| P601532 | ENERGYBOX KIT FOR ASC ASSEMBLIES FOR 6 SOCKETS, INTERNAL EMERGENCY, 6 TOPTER 16A/32A | 1 | 16.35 | 1119.8727
| P601540 | JANUS GROUND METAL SUPPORT FOR JANUS ELECTRIC BOARDS | 1 | 4.559 | 197.0182
| P601563 | ENERGYBOX KIT FOR ASC ASSEMBLIES FOR 5 SOCKETS, INTERNAL EMERGENCY, 4 TOPTER 16A/32A + 1 TOPTER 63A | 1 | 17.7 | 1114.8073
| P601632 | ENERGYBOX KIT FOR ASC ASSEMBLIES FOR 6 SOCKETS, EXTERNAL EMERGENCY, 6 TOPTER 16A/32A | 1 | 18.622 | 1211.4073
| P601663 | ENERGYBOX KIT FOR ASC ASSEMBLIES FOR 5 SOCKETS, EXTERNAL EMERGENCY, 4 TOPTER 16A/32A + 1 TOPTER 63A | 1 | 16.35 | 1189.7964
| P604101 | ENERGYBOX ASSEMBLY ACS WITH TERMINAL BLOCK AND 4 SWITCHED INTERLOCKED SOCKETS 4X 16A 2P+E 380-415V FUSES IP65 | 1 | 23 | 1494.8691
| P604102 | ENERGYBOX ASSEMBLY ACS WITH TERMINAL BLOCK AND 4 SWITCHED INTERLOCKED SOCKETS 3X 16A 2P+E 230V/1X16A 3P+E 380-415V FUSES IP65 | 1 | 20 | 1531.7273
| P604103 | ENERGYBOX ASSEMBLY ACS WITH TERMINAL BLOCK AND 4 SWITCHED INTERLOCKED SOCKETS 3X 16A 2P+E 230V/1X 32A 2P+E 230V FUSES IP65 | 1 | 23 | 1539.3636
| P604104 | ENERGYBOX ASSEMBLY ACS WITH TERMINAL BLOCK AND 4 SWITCHED INTERLOCKED SOCKETS 3X 16A 2P+E 230V/ 1X32A 3P+N+E 380-415V FUSES IP65 | 1 | 23 | 1564.7927
| P604105 | ENERGYBOX ASSEMBLY ACS WITH TERMINAL BLOCK AND 4 SWITCHED INTERLOCKED SOCKETS 2X 16A 2P+E 230V/2X 16A 3P+E 380-415V FUSES IP65 | 1 | 23 | 1499.96
| P604106 | ENERGYBOX ASSEMBLY ACS WITH TERMINAL BLOCK AND 4 SWITCHED INTERLOCKED SOCKETS 2X 16A 2P+E 230V/ 1X16A 3P+E 400V/ 1X16A 3P+N+E 380-415V FUSES IP65 | 1 | 23 | 1539.3636
| P604107 | ENERGYBOX ASSEMBLY ACS WITH TERMINAL BLOCK AND 4 SWITCHED INTERLOCKED SOCKETS 2X 16A 2P+E 230V/ 1X16A 3P+E 400V/ 1X32A 3P+N+E 380-415V FUSES IP65 | 1 | 23 | 1606.7418
| P604108 | ENERGYBOX ASSEMBLY ACS WITH TERMINAL BLOCK AND 4 SWITCHED INTERLOCKED SOCKETS 1X16A 2P+E 230V/2X 16A 3P+E 400V/ 1X32A 3P+N+E 380-415V FUSES IP65 | 1 | 23 | 1620.7164
| P605101 | ENERGYBOX ASSEMBLY ACS WITH TERMINAL BLOCK AND 5 SWITCHED INTERLOCKED SOCKETS 3X 16A 2P+E 230V/ 1X16A 3P+E 400V/ 1X32A 3P+N+E 380-415V FUSES IP65 | 1 | 23 | 2017.3236
| P605102 | ENERGYBOX ASSEMBLY ACS WITH TERMINAL BLOCK AND 5 SWITCHED INTERLOCKED SOCKETS 3X 16A 2P+E 230V/ 1X16A 3P+E 400V/ 1X32A 3P+N+E 380-415V FUSES IP65 | 1 | 23 | 2071.9745
| P605103 | ENERGYBOX ASSEMBLY ACS WITH TERMINAL BLOCK AND 5 SWITCHED INTERLOCKED SOCKETS 2X 16A 2P+E 230V/3X 16A 3P+E 380-415V FUSES IP65 | 1 | 23 | 1830.4618
| P605104 | ENERGYBOX ASSEMBLY ACS WITH TERMINAL BLOCK AND 5 SWITCHED INTERLOCKED SOCKETS 2X 16A 2P+E 230V/2X 16A 3P+E 400V/ 1X32A 3P+E 380-415V FUSES IP65 | 1 | 23 | 2078.3382
| P605105 | ENERGYBOX ASSEMBLY ACS WITH TERMINAL BLOCK AND 5 SWITCHED INTERLOCKED SOCKETS 2X 16A 2P+E 230V/2X 16A 3P+E 400V/ 1X32A 3P+N+E 380-415V FUSES IP65 | 1 | 23 | 2134.2618
| P605106 | ENERGYBOX ASSEMBLY ACS WITH TERMINAL BLOCK AND 5 SWITCHED INTERLOCKED SOCKETS 2X 16A 2P+E 230V/ 1X16A 3P+E 400V/ 1X16A 3P+N+E 400V/ 1X32A 3P+N+E 380-415V FUSES IP65 | 1 | 23 | 2195.2764
| P605107 | ENERGYBOX ASSEMBLY ACS WITH TERMINAL BLOCK AND 5 SWITCHED INTERLOCKED SOCKETS 2X 16A 2P+E 230V/ 1X16A 3P+E 400V/ 1X32A 3P+E 400V/ 1X63A 3P+E 400V FUSES IP65 | 1 | 23 | 2505.44
| P605108 | ENERGYBOX ASSEMBLY ACS WITH TERMINAL BLOCK AND 5 SWITCHED INTERLOCKED SOCKETS 2X 16A 2P+E 230V/ 1X16A 3P+N+E 400V/ 1X32A 3P+N+E 400V/ 1X63A 3P+N+E 400V FUSES IP65 | 1 | 22.63 | 2571.5455
| P606101 | ENERGYBOX ASSEMBLY ACS WITH TERMINAL BLOCK AND 6 SWITCHED INTERLOCKED SOCKETS 4X 16A 2P+E 230V/2X 16A 3P+E 400V FUSES IP65 | 1 | 23 | 1975.3745
| P606102 | ENERGYBOX ASSEMBLY ACS WITH TERMINAL BLOCK AND 6 SWITCHED INTERLOCKED SOCKETS 3X 16A 2P+E 230V/3X 16A 3P+E 380-415V FUSES IP65 | 1 | 23 | 2037.6618
| P606103 | ENERGYBOX ASSEMBLY ACS WITH TERMINAL BLOCK AND 6 SWITCHED INTERLOCKED SOCKETS 3X 16A 2P+E 230V/2X 16A 3P+E 400V/1X32A 3P+N+E 380-415V FUSES IP65 | 1 | 23 | 2134.2618
| P606104 | ENERGYBOX ASSEMBLY ACS WITH TERMINAL BLOCK AND 6 SWITCHED INTERLOCKED SOCKETS 3X 16A 2P+E 230V/2X 16A 3P+E 400V/1X32A 3P+N+E 380-415V FUSES IP65 | 1 | 21.508 | 2024.9345
| P606105 | ENERGYBOX ASSEMBLY ACS WITH TERMINAL BLOCK AND 6 SWITCHED INTERLOCKED SOCKETS 2X 16A 2P+E 230V/3X 16A 3P+E 400V/1X32A 3P+E 380-415V FUSES IP65 | 1 | 21.29 | 2103.7418
| P606106 | ENERGYBOX ASSEMBLY ACS WITH TERMINAL BLOCK AND 6 SWITCHED INTERLOCKED SOCKETS 2X 16A 2P+E 230V/2X 16A 3P+E 400V/2X 32A 3P+E 380-415V FUSES IP65 | 1 | 23 | 2153.3273
| P606107 | ENERGYBOX ASSEMBLY ACS WITH TERMINAL BLOCK AND 6 SWITCHED INTERLOCKED SOCKETS 2X 16A 2P+E 230V/2X 16A 3P+N+E 400V/2X 32A 3P+N+E 380-415V FUSES IP65 | 1 | 22.04 | 2239.7709
| P606108 | ENERGYBOX ASSEMBLY ACS WITH TERMINAL BLOCK AND 6 SWITCHED INTERLOCKED SOCKETS 2X 16A 2P+E 230V/2X 16A 3P+E 400V/ 1X32A 3P+E 400V/ 1X32A 3P+N+E 380-415V FUSES IP65 | 1 | 23 | 2187.64
| P610012 | ENERGYBOX ASSEMBLY ACS WITH FIXED SOCKETS 12X 16A 2P+E 380-415V MCB - 20KW IP65 | 1 | 21 | 2148.2364
| P610606 | ENERGYBOX ASSEMBLY ACS WITH FIXED SOCKETS 6P 16A 2P+E 230V/ 6P 16A 3P+E 380-415V MCB - 40KW IP65 | 1 | 21 | 2207.9782
| P614001 | ENERGYBOX ASSEMBLY ACS WITH INLET AND 4 SWITCHED INTERLOCKED SOCKETS 4X 16A 2P+E 380-415V MCB IP65 | 1 | 23 | 1560.9745
| P614002 | ENERGYBOX ASSEMBLY ACS WITH INLET AND 4 SWITCHED INTERLOCKED SOCKETS 3X 16A 2P+E 230V/ 1X16A 3P+E 380-415V MCB IP65 | 1 | 23 | 1610.5345
| P614003 | ENERGYBOX ASSEMBLY ACS WITH INLET AND 4 SWITCHED INTERLOCKED SOCKETS 2X 16A 2P+E 230V/2X 16A 3P+E 380-415V MCB IP65 | 1 | 23 | 1610.5345
| P614004 | ENERGYBOX ASSEMBLY ACS WITH INLET AND 4 SWITCHED INTERLOCKED SOCKETS 2X 16A 2P+E 230V/ 1X16A 3P+E 400V/ 1X16A 3P+N+E 380-415V MCB IP65 | 1 | 20 | 1643.6
| P614005 | ENERGYBOX ASSEMBLY ACS WITH INLET AND 4 SWITCHED INTERLOCKED SOCKETS 2X 16A 2P+E 230V/ 1X16A 3P+E 400V/ 1X32A 3P+E 380-415V MCB IP65 | 1 | 23 | 1756.72
| P614101 | ENERGYBOX ASSEMBLY ACS WITH TERMINAL BLOCK AND 4 SWITCHED INTERLOCKED SOCKETS 4X 16A 2P+E 380-415V MCB IP65 | 1 | 23 | 1644.8727
| P614102 | ENERGYBOX ASSEMBLY ACS WITH TERMINAL BLOCK AND 4 SWITCHED INTERLOCKED SOCKETS 3X 16A 2P+E 230V/ 1X16A 3P+E 380-415V MCB IP65 | 1 | 21 | 1755.4473
| P614103 | ENERGYBOX ASSEMBLY ACS WITH TERMINAL BLOCK AND 4 SWITCHED INTERLOCKED SOCKETS 3X 16A 2P+E 230V/ 1X32A 3P+E 380-415V MCB IP65 | 1 | 21 | 1802.4873
| P614104 | ENERGYBOX ASSEMBLY ACS WITH TERMINAL BLOCK AND 4 SWITCHED INTERLOCKED SOCKETS 2X 16A 2P+E 230V/2X 16A 3P+E 380-415V MCB IP65 | 1 | 21 | 1755.4473
| P614105 | ENERGYBOX ASSEMBLY ACS WITH TERMINAL BLOCK AND 4 SWITCHED INTERLOCKED SOCKETS 2X 16A 2P+E 230V/ 1X16A 3P+E 400V/ 1X16A 3P+N+E 380-415V MCB IP65 | 1 | 21 | 1779.6036
| P614106 | ENERGYBOX ASSEMBLY ACS WITH TERMINAL BLOCK AND 4 SWITCHED INTERLOCKED SOCKETS 2X 16A 2P+E 230V/ 1X16A 3P+E 400V/1X32A 3P+E 380-415V MCB IP65 | 1 | 21 | 1830.4618
| P614107 | ENERGYBOX ASSEMBLY ACS WITH TERMINAL BLOCK AND 4 SWITCHED INTERLOCKED SOCKETS 1X16A 2P+E 230V/2X 16A 3P+E 400V/ 1X32A 3P+E 380-415V MCB IP65 | 1 | 21 | 1841.8909
| P615001 | ENERGYBOX ASSEMBLY ACS WITH INLET AND 5 SWITCHED INTERLOCKED SOCKETS 3X 16A 2P+E 230V/ 1X16A 3P+E 400V/1X32A 3P+E 380-415V MCB IP65 | 1 | 23 | 2096.1309
| P615002 | ENERGYBOX ASSEMBLY ACS WITH INLET AND 5 SWITCHED INTERLOCKED SOCKETS 3X 16A 2P+E 230V/ 1X16A 3P+E 400V/ 1X32A 3P+N+E 380-415V MCB IP65 | 1 | 23 | 2107.56
| P615003 | ENERGYBOX ASSEMBLY ACS WITH INLET AND 5 SWITCHED INTERLOCKED SOCKETS 2X 16A 2P+E 230V/2X 16A 3P+E 400V/1X32A 3P+E 380-415V MCB IP65 | 1 | 23 | 2096.1309
| P615004 | ENERGYBOX ASSEMBLY ACS WITH INLET AND 5 SWITCHED INTERLOCKED SOCKETS 2X 16A 2P+E 230V/ 1X16A 3P+E 400V/1X32A 3P+E 400V/1X63A 3P+E 380-415V MCB IP65 | 1 | 23 | 2316.0327
| P615005 | ENERGYBOX ASSEMBLY ACS WITH INLET AND 5 SWITCHED INTERLOCKED SOCKETS 2X 16A 2P+E 230V/ 1X16A 3P+E 400V/ 1X16A 3P+N+E 400V/ 1X32A 3P+N+E 380-415V MCB IP65 | 1 | 23 | 2249.9273
| P615101 | ENERGYBOX ASSEMBLY ACS WITH TERMINAL BLOCK AND 5 SWITCHED INTERLOCKED SOCKETS 3X 16A 2P+E 230V/ 1X16A 3P+E 400V/1X32A 3P+E 380-415V MCB IP65 | 1 | 21 | 2127.8982
| P615102 | ENERGYBOX ASSEMBLY ACS WITH TERMINAL BLOCK AND 5 SWITCHED INTERLOCKED SOCKETS 3X 16A 2P+E 230V/ 1X16A 3P+E 400V/1X32A 3P+N+E 380-415V MCB IP65 | 1 | 21 | 2134.2618
| P615103 | ENERGYBOX ASSEMBLY ACS WITH TERMINAL BLOCK AND 5 SWITCHED INTERLOCKED SOCKETS 2X 16A 2P+E 230V/3X 16A 3P+E 380-415V MCB IP65 | 1 | 21 | 1951.2182
| P615104 | ENERGYBOX ASSEMBLY ACS WITH TERMINAL BLOCK AND 5 SWITCHED INTERLOCKED SOCKETS 2X 16A 2P+E 230V/2X 16A 3P+E 400V/ 1X32A 3P+E 380-415V MCB IP65 | 1 | 21 | 2194.0036
| P615105 | ENERGYBOX ASSEMBLY ACS WITH TERMINAL BLOCK AND 5 SWITCHED INTERLOCKED SOCKETS 2X 16A 2P+E 230V/2X 16A 3P+E 400V/ 1X32A 3P+N+E 380-415V MCB IP65 | 1 | 21 | 2199.0945
| P615106 | ENERGYBOX ASSEMBLY ACS WITH TERMINAL BLOCK AND 5 SWITCHED INTERLOCKED SOCKETS 2X 16A 2P+E 230V/ 1X16A 3P+E 400V/ 1X32A 3P+E 400V/ 1X63A 3P+E 380-415V MCB IP65 | 1 | 23 | 2371.9564
| P615107 | ENERGYBOX ASSEMBLY ACS WITH TERMINAL BLOCK AND 5 SWITCHED INTERLOCKED SOCKETS 2X 16A 2P+E 230V/ 1X16A 3P+E 400V/ 1X16A 3P+N+E 400V/ 1X 32A 3P+N+E 380-415V MCB IP65 | 1 | 21 | 2187.64
| P616001 | ENERGYBOX ASSEMBLY ACS WITH INLET AND 6 SWITCHED INTERLOCKED SOCKETS 4X 16A 2P+E 230V/2X 16A 3P+E 380-415V MCB IP65 | 1 | 22.9 | 1929.6073
| P616002 | ENERGYBOX ASSEMBLY ACS WITH INLET AND 6 SWITCHED INTERLOCKED SOCKETS 3X 16A 2P+E 230V/3X 16A 3P+E 380-415V MCB IP65 | 1 | 23 | 1957.5818
| P616003 | ENERGYBOX ASSEMBLY ACS WITH INLET AND 6 SWITCHED INTERLOCKED SOCKETS 3X 16A 2P+E 230V/2X 16A 3P+E 400V/ 1X32A 3P+E 380-415V MCB IP65 | 1 | 22.91 | 2302.0582
| P616004 | ENERGYBOX ASSEMBLY ACS WITH INLET AND 6 SWITCHED INTERLOCKED SOCKETS 3X 16A 2P+E 230V/2X 16A 3P+E 400V/1X32A 3P+N+E 380-415V MCB IP65 | 1 | 22.55 | 2302.0582
| P616005 | ENERGYBOX ASSEMBLY ACS WITH INLET AND 6 SWITCHED INTERLOCKED SOCKETS 3X 16A 2P+E 230V/2X 16A 3P+N+E 400V/ 1X32A 3P+N+E 380-415V MCB IP65 | 1 | 23.31 | 2344.0073
| P616006 | ENERGYBOX ASSEMBLY ACS WITH INLET AND 6 SWITCHED INTERLOCKED SOCKETS 2X 16A 2P+E 230V/3X 16A 3P+E 400V/ 1X32A 3P+E 380-415V MCB IP65 | 1 | 23 | 2361.8
| P616007 | ENERGYBOX ASSEMBLY ACS WITH INLET AND 6 SWITCHED INTERLOCKED SOCKETS 2X 16A 2P+E 230V/2X 16A 3P+E 400V/2X 32A 3P+E 380-415V MCB IP65 | 1 | 23 | 2496.5309
| P616008 | ENERGYBOX ASSEMBLY ACS WITH INLET AND 6 SWITCHED INTERLOCKED SOCKETS 2X 16A 2P+E 230V/2X 16A 3P+N+E 400V/2X 32A 3P+N+E 380-415V MCB IP65 | 1 | 23 | 2547.3891
| P616009 | ENERGYBOX ASSEMBLY ACS WITH INLET AND 6 SWITCHED INTERLOCKED SOCKETS 2X 16A 2P+E 230V/2X 16A 3P+E 400V/ 1X32A 3P+E 400V/ 1X32A 3P+N+E 380-415V MCB IP65 | 1 | 23 | 2516.8691
| P616101 | ENERGYBOX ASSEMBLY ACS WITH TERMINAL BLOCK AND 6 SWITCHED INTERLOCKED SOCKETS 4X 16A 2P+E 230V/2X 16A 3P+E 380-415V MCB IP65 | 1 | 21 | 1999.5055
| P616102 | ENERGYBOX ASSEMBLY ACS WITH TERMINAL BLOCK AND 6 SWITCHED INTERLOCKED SOCKETS 3X 16A 2P+E 230V/3X 16A 3P+E 380-415V MCB IP65 | 1 | 21 | 2017.3236
| P616103 | ENERGYBOX ASSEMBLY ACS WITH TERMINAL BLOCK AND 6 SWITCHED INTERLOCKED SOCKETS 3X 16A 2P+E 230V/2X 16A 3P+E 400V/1X32A 3P+E 380-415V MCB IP65 | 1 | 21 | 2391.0218
| P616104 | ENERGYBOX ASSEMBLY ACS WITH TERMINAL BLOCK AND 6 SWITCHED INTERLOCKED SOCKETS 3X 16A 2P+E 230V/2X 16A 3P+E 400V/1X32A 3P+N+E 380-415V MCB IP65 | 1 | 21.82 | 2398.6582
| P616105 | ENERGYBOX ASSEMBLY ACS WITH TERMINAL BLOCK AND 6 SWITCHED INTERLOCKED SOCKETS 2X 16A 2P+E 230V/3X 16A 3P+E 400V/ 1X32A 3P+E 380-415V MCB IP65 | 1 | 21 | 2467.3091
| P616106 | ENERGYBOX ASSEMBLY ACS WITH TERMINAL BLOCK AND 6 SWITCHED INTERLOCKED SOCKETS 2X 16A 2P+E 230V/2X 16A 3P+E 400V/2X 32A 3P+E 380-415V MCB IP65 | 1 | 21 | 2571.5455
| P616107 | ENERGYBOX ASSEMBLY ACS WITH TERMINAL BLOCK AND 6 SWITCHED INTERLOCKED SOCKETS 2X 16A 2P+E 230V/2X 16A 3P+N+E 400V/2X 32A 3P+N+E 380-415V MCB IP65 | 1 | 22.7 | 2617.2873
| P616108 | ENERGYBOX ASSEMBLY ACS WITH TERMINAL BLOCK AND 6 SWITCHED INTERLOCKED SOCKETS 2X 16A 2P+E 230V/2X 16A 3P+E 400V/ 1X32A 3P+E 400V/ 1X32A 3P+N+E 380-415V MCB IP65 | 1 | 22.1 | 2585.52
| P616109 | ENERGYBOX ASSEMBLY ACS WITH TERMINAL BLOCK AND 6 SWITCHED INTERLOCKED SOCKETS 2X 16A 2P+E 230V/3X 16A 3P+E 400V/ 1X2P+E P30/P17 10/16A MCB IP65 | 1 | 21 | 2187.64
| P616110 | ENERGYBOX ASSEMBLY ACS WITH TERMINAL BLOCK AND 6 SWITCHED INTERLOCKED SOCKETS 2X 16A 2P+E 230V/2X 16A 3P+E 400V/1X32A 3P+N+E 400V/ 1X2 P+E P30/P17 10/16A MCB IP65 | 1 | 21.765 | 2119.0145
| P630001 | DOMOTER WALL MOUNTING PROTECTED ENCLOSURE FOR MODULAR DEVICES IP40 1 MODULE - 43301 | 36 | 0.077 | 3.7673
| P630002 | DOMOTER WALL MOUNTING PROTECTED ENCLOSURE FOR MODULAR DEVICES IP40 2 MODULES - 43302 | 36 | 0.1 | 3.7673
| P630003 | DOMOTER WALL MOUNTING PROTECTED ENCLOSURE FOR MODULAR DEVICES IP40 3 MODULES - 43303 | 24 | 0.107 | 5.5236
| P630011 | DOMOTER WALL MOUNTING WATERTIGHT ENCLOSURE FOR MODULAR DEVICES IP55 1 MODULE - 43401 | 30 | 0.112 | 7.01
| P630012 | DOMOTER WALL MOUNTING WATERTIGHT ENCLOSURE FOR MODULAR DEVICES IP55 2 MODULES - 43402 | 30 | 0.131 | 7.01
| P630013 | DOMOTER WALL MOUNTING WATERTIGHT ENCLOSURE FOR MODULAR DEVICES IP55 3 MODULES - 43403 | 24 | 0.154 | 9.95
| P630021 | DOMOTER MODULAR SUPPORT 1 MODULE - 43801 | 20 | 0.015 | 2.0109
| P630022 | DOMOTER MODULAR SUPPORT 2 MODULES - 43802 | 8 | 0.024 | 2.7236
04-04-30030 | P630030 | DOMOTER UNIVERSAL SWITCH - 21060 | 16 | 0.032 | 6.01
| P630031 | DOMOTER 16A REVERSING SWITCH - 21004 | 16 | 0.03 | 13.2109
| P630035 | DOMOTER FUSE HOLDER - 21555 | 16 | 0.022 | 7.5345
| P630036 | DOMOTER UNIVERSAL SWITCH C16A 1 MOD - 21520.16 | 20 | 0.03 | 99.9091
| P630040 | DOMOTER TRANSPARENT SINGALLING LAMP 21382 | 16 | 0.013 | 7.3055
| P630041 | DOMOTER RED SINGALLING LAMP - 21380 | 16 | 0.013 | 7.3055
| P630042 | DOMOTER GREEN SINGALLING LAMP - 21381 | 16 | 0.014 | 7.3055
| P630050 | DOMOTER ITALIAN STANDARD SCHUKO 10/16A 250V 2P+E P11-P17 - 21159 | 16 | 0.031 | 7.4836
| P630051 | DOMOTER ITALIAN-GERMAN STANDARD P30 SCHUKO 16A 250V 2P+E - 21175 | 8 | 0.054 | 11.5309
04-24-30052 | P630052 | DOMOTER ITALIAN-GERMAN STANDARD P30-P17 SCHUKO 10/16A 250V 2P+E - 21170- I | 8 | 0.043 | 6.42
| P630053 | DOMOTER ITALIAN-GERMAN STANDARD P30 RED SCHUKO 16A 250V 2P+E - 21175R | 8 | 0.033 | 12.9564
| P630054 | DOMOTER ITALIAN-GERMAN STANDARD P11-P17 RED SCHUKO 10/16A 250V 2P+E - 21170R | 8 | 0.039 | 14.1018
| P630055 | DOMOTER FRENCH SCHUKO 2P+E 10-16A - 21177 | 8 | 0.038 | 11.2
| P630056 | domoTER 13A 250V BRITISH STANDARD SOCKET | 8 | 0.05 | 14.7382
| P630058 | DOMOTER FR. PRESA AMERICANO 1 MOD | 8 | 0.031 | 9.5455
| P630070 | DOMOTER DIRECT TV SOCKET - 21254 | 16 | 0.018 | 24.4109
| P630071 | DOMOTER PASSING THROUGH TV SOCKET - 21255 | 16 | 0.027 | 32.2764
| P630080 | DOMOTER RJ12 DATA SOCKET - 21216 | 20 | 0.013 | 24.0291
| P630081 | DOMOTER RJ45 DATA SOCKET - 21218 | 20 | 0.021 | 36.7309
| P630082 | DOMOTER SOCKET RJ45 CAT 6 FTP 1 MOD | 20 | 0.025 | 33.22
| P630085 | DOMOTER ALIMENTATORE USB 5V 1A - 21213 | 4 | 0.029 | 74.6073
| P630090 | DOMOTER MODULE CLOSING CAP - 21090 | 100 | 0.005 | 1.7309
| P630091 | DOMOTER 230VAC LAMP - 6085 | 200 | 0.013 | 4.5564
| P634001 | JANUS ASSEMBLY ACS WITH INTERLOCKED SOCKETS 4X 16A 2P+E PROTECTIONS: MCB INGRESS: INLET IP65 | 1 | 10.4 | 880.9055
| P634002 | JANUS ASSEMBLY ACS WITH INTERLOCKED SOCKETS 3X 16A 2P+E - 1X 16A 3P+E PROTECTIONS: MCB INGRESS: INLET IP65 | 1 | 10.4 | 1107.1709
| P634004 | JANUS ASSEMBLY ACS WITH INTERLOCKED SOCKETS 2X 16A 2P+E - 2X 16A 3P+E PROTECTIONS: MCB INGRESS: INLET IP65 | 1 | 11 | 1133.8727
| P634005 | JANUS ASSEMBLY ACS WITH INTERLOCKED SOCKETS 2X 16A 2P+E - 1X 16A 3P+E - 1X 16A 3P+N+E PROTECTIONS: MCB INGRESS: INLET IP65 | 1 | 10.4 | 1156.7564
| P634006 | JANUS ASSEMBLY ACS WITH INTERLOCKED SOCKETS 2X 16A 2P+E - 1X 16A 3P+E - 1X 32A 3P+N+E PROTECTIONS: MCB INGRESS: INLET IP65 | 1 | 13 | 1114.8073
| P634010 | JANUS ASSEMBLY ACS WITH INTERLOCKED SOCKETS 1X P30/P17 - 3X 16A 2P+E PROTECTIONS: MCB INGRESS: INLET IP65 | 1 | 10 | 873.2691
04-37-63410 0 | P634100 | JANUS ASSEMBLY ACS EMPTY IP65 | 1 | 6.22 | 345.7491
| P634101 | JANUS ASSEMBLY ACS WITH INTERLOCKED SOCKETS 4X 16A 2P+E PROTECTIONS: MCB INGRESS: TERMINAL IP65 | 1 | 9.6 | 852.9309
| P634102 | JANUS ASSEMBLY ACS WITH INTERLOCKED SOCKETS 3X 16A 2P+E - 1X 16A 3P+E PROTECTIONS: MCB INGRESS: TERMINAL IP65 | 1 | 9.6 | 1005.48
| P634104 | JANUS ASSEMBLY ACS WITH INTERLOCKED SOCKETS 2X 16A 2P+E - 2X 16A 3P+E PROTECTIONS: MCB INGRESS: TERMINAL IP65 | 1 | 10 | 1038.52
| P634105 | JANUS ASSEMBLY ACS WITH INTERLOCKED SOCKETS 2X 16A 2P+E - 1X 16A 3P+E - 1X 16A 3P+N+E PROTECTIONS: MCB INGRESS: TERMINAL IP65 | 1 | 11 | 1048.7018
| P634106 | JANUS ASSEMBLY ACS WITH INTERLOCKED SOCKETS 2X 16A 2P+E - 1X 16A 3P+E - 1X 32A 3P+N+E PROTECTIONS: MCB INGRESS: TERMINAL IP65 | 1 | 11 | 1025.8182
| P634110 | JANUS ASSEMBLY ACS WITH INTERLOCKED SOCKETS 1X P30/P17 - 3X 16A 2P+E PROTECTIONS: MCB INGRESS: TERMINAL IP65 | 1 | 10 | 844.0473
| P638040 | JANUS ASSEMBLY ACS WITH SOCKETS 4X P30/P17 - 4X 16A 2P+E PROTECTIONS: MCB INGRESS: INLET IP55 | 1 | 10.4 | 907.6073
| P638041 | JANUS ASSEMBLY ACS WITH SOCKETS 8X 16A 2P+E PROTECTIONS: MCB INGRESS: INLET IP65 | 1 | 10.845 | 907.6073
| P638042 | JANUS ASSEMBLY ACS WITH SOCKETS 4X 16A 2P+E - 4X 16A 3P+E PROTECTIONS: MCB INGRESS: INLET IP65 | 1 | 12.172 | 1052.52
| P641216 | PT60 MODULAR SOCKET 2P+E 10/16A 250V "BIVALENTE" ITALIAN STANDARD 1 MODULE | 1 | 0.029 | 10.3855
| P643216 | PT60 MODULAR SOCKET UNEL/COMPLEMENTARY 2P+E 10/16A SIDE EARTH/CENTRAL 2 MODULES | 10 | 0.048 | 14.1018
| P644001 | JANUS ASSEMBLY ACS WITH INTERLOCKED SOCKETS 4X 16A 2P+E PROTECTIONS: FUSE INGRESS: INLET IP65 | 1 | 10.7 | 986.4145
| P644002 | JANUS ASSEMBLY ACS WITH INTERLOCKED SOCKETS 3X 16A 2P+E - 1X 16A 3P+E PROTECTIONS: FUSE INGRESS: INLET IP65 | 1 | 12.3 | 1098.2618
| P644003 | JANUS ASSEMBLY ACS WITH INTERLOCKED SOCKETS 3X 16A 2P+E - 1X 16A 3P+N+E PROTECTIONS: FUSE INGRESS: INLET IP65 | 1 | 10.7 | 1102.08
| P644004 | JANUS ASSEMBLY ACS WITH INTERLOCKED SOCKETS 2X 16A 2P+E - 2X 16A 3P+E PROTECTIONS: FUSE INGRESS: INLET IP65 | 1 | 12.2 | 1114.8073
| P644005 | JANUS ASSEMBLY ACS WITH INTERLOCKED SOCKETS 2X 16A 2P+E - 1X 16A 3P+E - 1X 16A 3P+N+E PROTECTIONS: FUSE INGRESS: INLET IP65 | 1 | 10.4 | 1142.7564
| P644006 | JANUS ASSEMBLY ACS WITH INTERLOCKED SOCKETS 2X 16A 2P+E - 1X 16A 3P+E - 1X 32A 3P+N+E PROTECTIONS: FUSE INGRESS: INLET IP65 | 1 | 10.5 | 1104.6255
| P644010 | JANUS ASSEMBLY ACS WITH INTERLOCKED SOCKETS 1X P30/P17 - 3X 16A 2P+E PROTECTIONS: FUSE INGRESS: INLET IP65 | 1 | 11 | 1001.6618
| P644101 | JANUS ASSEMBLY ACS WITH INTERLOCKED SOCKETS 4X 16A 2P+E PROTECTIONS: FUSE INGRESS: TERMINAL IP65 | 1 | 10.5 | 888.5418
| P644102 | JANUS ASSEMBLY ACS WITH INTERLOCKED SOCKETS 3X 16A 2P+E - 1X 16A 3P+E PROTECTIONS: FUSE INGRESS: TERMINAL IP65 | 1 | 9.5 | 990.2327
| P644103 | JANUS ASSEMBLY ACS WITH INTERLOCKED SOCKETS 3X 16A 2P+E - 1X 16A 3P+N+E PROTECTIONS: FUSE INGRESS: TERMINAL IP65 | 1 | 10.5 | 1051.2473
| P644104 | JANUS ASSEMBLY ACS WITH INTERLOCKED SOCKETS 2X 16A 2P+E - 2X 16A 3P+E PROTECTIONS: FUSE INGRESS: TERMINAL IP65 | 1 | 10.8 | 1009.2982
| P644105 | JANUS ASSEMBLY ACS WITH INTERLOCKED SOCKETS 2X 16A 2P+E - 1X 16A 3P+E - 1X 16A 3P+N+E PROTECTIONS: FUSE INGRESS: TERMINAL IP65 | 1 | 10.8 | 1028.3636
| P644106 | JANUS ASSEMBLY ACS WITH INTERLOCKED SOCKETS 2X 16A 2P+E - 1X 16A 3P+E - 1X 32A 3P+N+E PROTECTIONS: FUSE INGRESS: TERMINAL IP65 | 1 | 10.5 | 994.0509
| P644110 | JANUS ASSEMBLY ACS WITH INTERLOCKED SOCKETS 1X P30/P17 - 3X 16A 2P+E PROTECTIONS: FUSE INGRESS: TERMINAL IP65 | 1 | 10.6 | 907.6073
| P658529 | DOMOTER RAPID COUPLING DEVICE IP55 | 1 | 0.002 | 1.6036
| P670010 | SERIES ENERGY-GO X-CEE INTERLOCKED INDUSTRIAL EXTENSION LEAD 2P+T 16A 6H IP66/67/69 CABLE TYPE H07RN-F LENGTH 20 m | 1 | 6.256 | 283.4618
| P670011 | SERIES ENERGY-GO X-CEE INTERLOCKED INDUSTRIAL EXTENSION LEAD 3P+T 16A 6H IP66/67/69 CABLE TYPE H07RN-F LENGTH 20 m | 1 | 8.12 | 347.0218
| P670012 | SERIES ENERGY-GO X-CEE INTERLOCKED INDUSTRIAL EXTENSION LEAD 3P+N+T 16A 6H IP66/67/69 CABLE TYPE H07RN-F LENGTH 20 m | 1 | 9.545 | 413.1273
| P670013 | SERIES ENERGY-GO X-CEE INTERLOCKED INDUSTRIAL EXTENSION LEAD 2P+T 16A 4H IP66/67/69 CABLE TYPE H07RN-F LENGTH 20 m | 1 | 6.256 | 272.0327
| P670030 | ENERGYGO PORTABLE ACS BOARD WITH 3 INTERLOCKED SOCKETS 3X 16A 2P+E 220V, PLUG 16A 2P+E, MCB/RCD 1+N C16 6kA 30mA IP66 | 1 | 3.273 | 387.6982
| P670031 | ENERGYGO PORTABLE ACS BOARD WITH 3 INTERLOCKED SOCKETS 2X 16A 2P+E 220V/1X16A 3P+E 380V, PLUG 16A 3P+N+E, MCB 4P 16A, RCD 30MA: 4P 16A IP66 | 1 | 3.86 | 729.6291
| P670032 | ENERGYGO PORTABLE ACS BOARD WITH 3 INTERLOCKED SOCKETS 1X16A 2P+E 220V/1X16A 3P+E 380V, PLUG 16A 3P+N+E, MCB 4P 16A, RCD 30MA: 4P 16A IP66 | 1 | 3.937 | 755.0582
| P670033 | ENERGYGO PORTABLE ACS BOARD WITH 2 INTERLOCKED SOCKETS 16A 2P+E 220V AND 1 SCHUKO, PLUG 16A 2P+E, MCB 4P 16A, RCD 30MA: 4P 16A IP66 | 1 | 3.295 | 414.4
| P670040 | ENERGYGO PORTABLE ACS BOARD WITH 4 PRESE FISSE 16A 2P+E 220V, PLUG 16A 2P+E, MCB/RCD 1+N C16 6kA 30mA IP66 | 1 | 4.568 | 460.1673
| P670041 | ENERGYGO PORTABLE ACS BOARD WITH 4 INTERLOCKED SOCKETS 3X 16A 2P+E 220V/1X16A 3P+E 380V, PLUG 16A 3P+N+E, MCB 4P 16A, RCD 30MA: 4P 25A IP66 | 1 | 5.622 | 605.0545
| P670042 | ENERGYGO PORTABLE ACS BOARD WITH 4 SOCKETS 2X 16A 2P+E 220V/2X 16A 3P+E 380V, PLUG 16A 3P+N+E, MCB/RCD 3P+N C16 6kA 30mA IP66 | 1 | 5.587 | 612.6909
| P670043 | ENERGYGO PORTABLE ACS BOARD WITH 4 INTERLOCKED SOCKETS 4X 16A 3P+E 380V, PLUG 16A 3P+N+E, MCB 4P 16A, RCD 30MA: 4P 25A IP66 | 1 | 4.8 | 640.6655
| P670044 | ENERGYGO PORTABLE ACS BOARD WITH 2 INTERLOCKED SOCKETS 16A 2P+E 220V AND 2 SCHUKOS, PLUG 16A 2P+E, MCB 4P 16A, RCD 30MA: 4P 16A IP66 | 1 | 4.77 | 541.52
| P670060 | ENERGYGO PORTABLE ACS BOARD WITH 6 INTERLOCKED SOCKETS 4X 16A 2P+E 220V/2X 16A 3P+E 380V, PLUG 32A 3P+N+E, MCB 4P 32A, RCD 30MA: 4P 40A IP66 | 1 | 9.325 | 1287.6691
| P670061 | ENERGYGO PORTABLE ACS BOARD WITH 6 INTERLOCKED SOCKETS 3X 16A 2P+E 220V/3X 16A 3P+E 380V, PLUG 32A 3P+N+E, MCB 4P 32A, RCD 30MA: 4P 40A IP66 | 1 | 9 | 1292.76
| P670062 | ENERGYGO PORTABLE ACS BOARD WITH 6 SOCKETS 3X 16A 2P+E 220V/2X 16A 3P+E 380V/1X32A 3P+380V, PLUG 32A 3P+N+E, MCB 4P 32A, RCD 30MA: 4P 40A IP66 | 1 | 9.72 | 1341.0727
| P670063 | ENERGYGO PORTABLE ACS BOARD WITH 6 INTERLOCKED SOCKETS 6X 16A 2P+E 220V, PLUG 32A 3P+N+E, MCB 4P 32A, RCD 30MA: 4P 40A IP66 | 1 | 5.91 | 1267.3309
| P670130 | ENERGYGO PORTABLE ACS BOARD WITH 2 TRANSFORMERS 2P 230V 150VA, 2 SOCKETS 2P+E 230V, MCB RCD 2P 16A IP66 | 1 | 8.789 | 1268.6036
| P670140 | ENERGYGO PORTABLE ACS BOARD WITH 2 TRANSFORMERS 2P 230V 150VA, MCB 2P 16A IP66 | 1 | 7.585 | 1341.0727
| P675001 | ENERGY METALBOX ASSEMBLY (ACS) IN METALLIC CABINET WITH 5 SWITCHED INTERLOCKED SOCKETS 3X 16A 2P+E 230V/ 1X16A 3P+E 400V/ 1X32A 3P+E 380-415V - 30KW MCBS IP65 | 1 | 65 | 4134.8109
| P675002 | ENERGY METALBOX ASSEMBLY (ACS) IN METALLIC CABINET WITH 5 SWITCHED INTERLOCKED SOCKETS 1X16A 2P+E 230V/2X 3P+E 400V/ 1X32A 3P+E 400V/ 1X32A 3P+N+E 400V - 60KW MCBS IP65 | 1 | 65 | 4607.8327
| P675101 | ENERGY METALBOX ASSEMBLY (ACS) IN METALLIC CABINET WITH 5 MCBS 2X 16A 380-415V 2P/2X 16A 380-415V 4P/ 1X32A 380-415V 4P - 40KW IP65 | 1 | 63 | 4317.9564
| P675102 | ENERGY METALBOX ASSEMBLY (ACS) IN METALLIC CABINET WITH 5 MCBS 2X 16A 380-415V 2P/ 1X16A 380-415V 4P/2X 32A 380-415V 4P - 50KW IP65 | 1 | 67 | 4481.3491
| P676001 | ENERGY METALBOX ASSEMBLY (ACS) IN METALLIC CABINET WITH 6 SWITCHED INTERLOCKED SOCKETS 3X 16A 2P+E 230V/2X 16A 3P+E 400V/ 1X32A 3P+E 400V - 50KW MCBS IP65 | 1 | 70 | 4860.8255
| P676002 | ENERGY METALBOX ASSEMBLY (ACS) IN METALLIC CABINET WITH 6 SWITCHED INTERLOCKED SOCKETS 3X 16A 2P+E 230V/2X 16A 3P+E 400V/ 1X32A 3P+N+E 400V - 50KW MCBS IP65 | 1 | 70 | 4897.7345
| P676003 | ENERGY METALBOX ASSEMBLY (ACS) IN METALLIC CABINET WITH 6 SWITCHED INTERLOCKED SOCKETS 2X 16A 2P+E 230V/3X 16A 3P+E 400V/ 1X32A 3P+N+E 400V - 50KW MCBS IP65 | 1 | 70 | 4962.2873
| P676004 | ENERGY METALBOX ASSEMBLY (ACS) IN METALLIC CABINET WITH 6 SWITCHED INTERLOCKED SOCKETS 2X 16A 2P+E 230V/2X 16A 3P+E 400V/2X 32A 3P+E 400V - 60KW MCBS IP65 | 1 | 70 | 5004.44
| P676101 | ENERGY METALBOX ASSEMBLY (ACS) IN METALLIC CABINET WITH 6 MCBS 2X 16A 380-415V 2P/2X 32A 380-415V 4P/2X 63A 380-415V 4P - 78KW IP65 | 1 | 79 | 7277.4036
| P676102 | ENERGY METALBOX ASSEMBLY (ACS) IN METALLIC CABINET WITH 6 MCBS 4X 32A 380-415V 2P/2X 63A 380-415V 4P - 78KW IP65 | 1 | 76.5 | 7471.1127
| P677001 | ENERGY METALBOX ASSEMBLY (ACS) IN METALLIC CABINET WITH 7 SWITCHED INTERLOCKED SOCKETS 3X 16A 2P+E 230V/2X 16A 3P+E 400V/2X 32A 3P+E 400V - 60KW MCBS IP65 | 1 | 80 | 6897.9273
| P677002 | ENERGY METALBOX ASSEMBLY (ACS) IN METALLIC CABINET WITH 7 SWITCHED INTERLOCKED SOCKETS 2X 16A 2P+E 230V/2X 16A 3P+E 400V/3X 32A 3P+E 400V - 60KW MCBS IP65 | 1 | 80 | 7083.72
| P677003 | ENERGY METALBOX ASSEMBLY (ACS) IN METALLIC CABINET WITH 7 SWITCHED INTERLOCKED SOCKETS 2X 16A 2P+E 230V/2X 16A 3P+E 400V/2X 32A 3P+E 400V/ 1X63A 3P+N+E - 100KW MCBS IP65 | 1 | 80 | 7181.2109
| P677004 | ENERGY METALBOX ASSEMBLY (ACS) IN METALLIC CABINET WITH 7 SWITCHED INTERLOCKED SOCKETS 2X 16A 2P+E 230V/2X 16A 3P+E 400V/3X 32A 3P+N+E 400V - 60KW MCBS IP65 | 1 | 80 | 7627.9127
| P677101 | ENERGY METALBOX ASSEMBLY (ACS) IN METALLIC CABINET WITH 7 MCBS 2X 16A 380-415V 2P/ 1X16A 380-415V 4P/4X 32A 380-415V 4P - 62KW IP65 | 1 | 76 | 6955.8873
| P677102 | ENERGY METALBOX ASSEMBLY (ACS) IN METALLIC CABINET WITH 7 MCBS 2X 25A 380-415V 2P/3X 32A 380-415V 4P/2X 63A 380-415V 4P - 78KW IP65 | 1 | 92 | 8164.1891
| P678001 | ENERGY METALBOX ASSEMBLY (ACS) IN METALLIC CABINET WITH 8 SWITCHED INTERLOCKED SOCKETS 3X 16A 2P+E 230V/2X 16A 3P+E 400V/2X 32A 3P+E 400V/ 1X63A 3P+N+E 400V - 100KW MCBS IP65 | 1 | 90 | 9692.6582
| P678002 | ENERGY METALBOX ASSEMBLY (ACS) IN METALLIC CABINET WITH 8 SWITCHED INTERLOCKED SOCKETS 2X 16A 2P+E 230V/2X 16A 3P+E 400V/2X 32A 3P+N+E 400V/ 1X63A 3P+E 400V/ 1X63A 3P+N+E 400V - 100KW MCBS IP65 | 1 | 90 | 10329.0982
| P678101 | ENERGY METALBOX ASSEMBLY (ACS) IN METALLIC CABINET WITH 8 MCBS 3X 16A 380-415V 2P/ 1X16A 380-415V 4P/4X 32A 380-415V 4P - 62KW IP65 | 1 | 83.15 | 7152.2182
| P678102 | ENERGY METALBOX ASSEMBLY (ACS) IN METALLIC CABINET WITH 8 MCBS 3X 25A 380-415V 2P/3X 32A 380-415V 4P/2X 32A 380-415V 4P - 78KW IP65 | 1 | 92 | 8552.9055
| P685001 | ENERGY METALBOX ASSEMBLY (ACS) IN METALLIC CABINET WITH 5 SWITCHED INTERLOCKED SOCKETS WITH FUSES 3X 16A 2P+E 230V/ 1X16A 3P+E 400V/ 1X32A 3P+E 380-415V - IP65 | 1 | 65 | 4021.4873
| P685002 | ENERGY METALBOX ASSEMBLY (ACS) IN METALLIC CABINET WITH 5 SWITCHED INTERLOCKED SOCKETS WITH FUSES 1X16A 2P+E 230V/2X 16A 3P+E 400V/ 1X32A 3P+E 400V/1X32A 3P+N+E 380-415V - IP65 | 1 | 65 | 4096.5782
| P686001 | ENERGY METALBOX ASSEMBLY (ACS) IN METALLIC CABINET WITH 6 SWITCHED INTERLOCKED SOCKETS WITH FUSES 3X 16A 2P+E 230V/2X 16A 3P+E 400V/ 1X32A 3P+E 380-415V - IP65 | 1 | 70 | 4294.2327
| P686002 | ENERGY METALBOX ASSEMBLY (ACS) IN METALLIC CABINET WITH 6 SWITCHED INTERLOCKED SOCKETS WITH FUSES 3X 16A 2P+E 230V/2X 16A 3P+E 400V/ 1X63A 3P+E 380-415V - IP65 | 1 | 70 | 4340.3564
| P686003 | ENERGY METALBOX ASSEMBLY (ACS) IN METALLIC CABINET WITH 6 SWITCHED INTERLOCKED SOCKETS WITH FUSES 2X 16A 2P+E 230V/3X 16A 3P+E 400V/ 1X32A 3P+N+E 380-415V - IP65 | 1 | 70 | 4407.5564
| P686004 | ENERGY METALBOX ASSEMBLY (ACS) IN METALLIC CABINET WITH 6 SWITCHED INTERLOCKED SOCKETS WITH FUSES 2X 16A 2P+E 230V/2X 16A 3P+E 400V/2X 32A 3P+E 380-415V - IP65 | 1 | 70 | 4420.7418
| P687001 | ENERGY METALBOX ASSEMBLY (ACS) IN METALLIC CABINET WITH 7 SWITCHED INTERLOCKED SOCKETS WITH FUSES 3X 16A 2P+E 230V/2X 16A 3P+E 400V/2X 32A 3P+E 380-415V - IP65 | 1 | 80 | 6293.1273
| P687002 | ENERGY METALBOX ASSEMBLY (ACS) IN METALLIC CABINET WITH 7 SWITCHED INTERLOCKED SOCKETS WITH FUSES 2X 16A 2P+E 230V/2X 16A 3P+E 400V/3X 32A 3P+E 380-415V - IP65 | 1 | 80 | 6517.1273
| P687003 | ENERGY METALBOX ASSEMBLY (ACS) IN METALLIC CABINET WITH 7 SWITCHED INTERLOCKED SOCKETS WITH FUSES 2X 16A 2P+E 230V/2X 16A 3P+E 400V/2X 32A 3P+E 400V/1X63A 3P+N+E 380-415V - IP65 | 1 | 80 | 6576.4109
| P687004 | ENERGY METALBOX ASSEMBLY (ACS) IN METALLIC CABINET WITH 7 SWITCHED INTERLOCKED SOCKETS WITH FUSES 2X 16A 2P+E 230V/2X 16A 3P+E 400V/3X 32A 3P+N+E 380-415V - IP65 | 1 | 80 | 6990.1491
| P688001 | ENERGY METALBOX ASSEMBLY (ACS) IN METALLIC CABINET WITH 7 SWITCHED INTERLOCKED SOCKETS WITH FUSES 3X 16A 2P+E 230V/2X 16A 3P+E 400V/2X 32A 3P+E 400V/ 1X63A 3P+N+E 380-415V - IP65 | 1 | 90 | 9058.8655
| P688002 | ENERGY METALBOX ASSEMBLY (ACS) IN METALLIC CABINET WITH 8 SWITCHED INTERLOCKED SOCKETS WITH FUSES 2X 16A 2P+E 230V/2X 16A 3P+E 400V/2X 32A 3P+N+E 400V/1X63A 3P+E 400V/1X63A 3P+N+E 380-415V - IP65 | 1 | 90 | 9659.72
| P700120 | MULTIMAX STRAIGHT PLUG 16A 2P+E >50V 100-300HZ 10H IP44 | 5 | 0.113 | 18.5564
| P700122 | MULTIMAX STRAIGHT PLUG 16A 2P+E >50V >300-500HZ 2H IP44 | 5 | 0.113 | 18.5564
| P700123 | MULTIMAX STRAIGHT PLUG 16A 2P+E >50÷250V DC 3H IP44 | 5 | 0.113 | 18.5564
| P700124 | MULTIMAX STRAIGHT PLUG 16A 2P+E 100-130V 50-60HZ 4H IP44 | 10 | 0.113 | 8.4509
04-32-00126 | P700126 | MULTIMAX STRAIGHT PLUG 16A 2P+E 200-250V 50-60HZ 6H IP44 | 40 | 0.113 | 4.1685
| P700127 | MULTIMAX STRAIGHT PLUG 16A 2P+E 480-500V 50-60HZ 7H IP44 | 5 | 0.113 | 13.3382
| P700128 | MULTIMAX STRAIGHT PLUG 16A 2P+E >250V DC 8H IP44 | 5 | 0.113 | 18.5564
| P700129 | MULTIMAX STRAIGHT PLUG 16A 2P+E 380-415V 50-60HZ 9H IP44 | 5 | 0.113 | 9.8
| P700130 | MULTIMAX STRAIGHT PLUG 16A 3P+E >50V 100-300HZ 10H IP44 | 5 | 0.225 | 19.5745
| P700131 | MULTIMAX STRAIGHT PLUG 16A 3P+E 440-460V 60HZ 11H IP44 | 5 | 0.225 | 17.6655
| P700132 | MULTIMAX STRAIGHT PLUG 16A 3P+E >50V >300-500HZ 2H IP44 | 5 | 0.225 | 17.6655
| P700134 | MULTIMAX STRAIGHT PLUG 16A 3P+E 100-130V 50-60HZ 4H IP44 | 5 | 0.225 | 11.6836
| P700135 | MULTIMAX STRAIGHT PLUG 16A 3P+E 600-690V 50-60HZ 5H IP44 | 5 | 0.225 | 17.6655
04-32-00136 | P700136 | MULTIMAX STRAIGHT PLUG 16A 3P+E 380-415V 50-60HZ 6H IP44 | 30 | 0.225 | 4.452
| P700139 | MULTIMAX STRAIGHT PLUG 16A 3P+E 200-250V 50-60HZ 9H IP44 | 5 | 0.225 | 9.8764
| P700141 | MULTIMAX STRAIGHT PLUG 16A 3P+N+E 440-460V 60HZ 11H IP44 | 5 | 0.179 | 21.6109
| P700142 | MULTIMAX STRAIGHT PLUG 16A 3P+N+E >50V >300-500HZ 2H IP44 | 5 | 0.179 | 20.3382
| P700144 | MULTIMAX STRAIGHT PLUG 16A 3P+N+E 100-130V 50-60HZ 4H IP44 | 5 | 0.179 | 13.4655
04-32-00146 | P700146 | MULTIMAX STRAIGHT PLUG 16A 3P+N+E 380-415V 50-60HZ 6H IP44 | 20 | 0.179 | 6.468
| P700149 | MULTIMAX STRAIGHT PLUG 16A 3P+N+E 200-250V 50-60HZ 9H IP44 | 5 | 0.179 | 13.4655
| P700223 | MULTIMAX STRAIGHT PLUG 32A 2P+E >50÷250V DC 3H IP44 | 5 | 0.189 | 27.8473
| P700224 | MULTIMAX STRAIGHT PLUG 32A 2P+E 100-130V 50-60HZ 4H IP44 | 5 | 0.189 | 14.8655
04-32-70022 6 | P700226 | MULTIMAX STRAIGHT PLUG 32A 2P+E 200-250V 50-60HZ 6H IP44 | 5 | 0.189 | 8.904
| P700227 | MULTIMAX STRAIGHT PLUG 32A 2P+E 480-500V 50-60HZ 7H IP44 | 5 | 0.189 | 20.2109
| P700228 | MULTIMAX STRAIGHT PLUG 32A 2P+E >250V DC 8H IP44 | 5 | 0.189 | 27.8473
| P700229 | MULTIMAX STRAIGHT PLUG 32A 2P+E 380-415V 50-60HZ 9H IP44 | 5 | 0.189 | 15.7564
| P700231 | MULTIMAX STRAIGHT PLUG 32A 3P+E 440-460V 60HZ 11H IP44 | 5 | 0.238 | 26.4473
| P700234 | MULTIMAX STRAIGHT PLUG 32A 3P+E 100-130V 50-60HZ 4H IP44 | 5 | 0.238 | 18.1745
04-32-00236 | P700236 | MULTIMAX STRAIGHT PLUG 32A 3P+E 380-415V 50-60HZ 6H IP44 | 20 | 0.238 | 8.085
| P700239 | MULTIMAX STRAIGHT PLUG 32A 3P+E 200-250V 50-60HZ 9H IP44 | 5 | 0.238 | 15.5018
| P700244 | MULTIMAX STRAIGHT PLUG 32A 3P+N+E 100-130V 50-60HZ 4H IP44 | 5 | 0.231 | 21.2291
04-32-00246 | P700246 | MULTIMAX STRAIGHT PLUG 32A 3P+N+E 380-415V 50-60HZ 6H IP44 | 20 | 0.231 | 9.3555
| P700249 | MULTIMAX STRAIGHT PLUG 32A 3P+N+E 200-250V 50-60HZ 9H IP44 | 5 | 0.231 | 21.2291
| P701122 | MULTIMAX STRAIGHT PLUG 16A 2P+E >50V 50-60HZ 12H IP44 | 5 | 0.113 | 18.5564
| P701132 | MULTIMAX STRAIGHT PLUG 16A 3P+E >50V 50-60HZ 12H IP44 | 5 | 0.225 | 18.0473
| P701222 | MULTIMAX STRAIGHT PLUG 32A 2P+E >50V 50-60HZ 12H IP44 | 5 | 0.189 | 27.8473
| P701232 | MULTIMAX STRAIGHT PLUG 32A 3P+E >50V 50-60HZ 12H IP44 | 5 | 0.238 | 26.8291
| P705124 | MULTIMAX STRAIGHT PLUG IN BLACK COLOUR 16A 2P+E 100-130V 50-60HZ 4H IP44 | 10 | 0.113 | 12.2691
| P705126 | MULTIMAX STRAIGHT PLUG IN BLACK COLOUR 16A 2P+E 200-250V 50-60HZ 6H IP44 | 10 | 0.113 | 9.6218
| P705136 | MULTIMAX STRAIGHT PLUG IN BLACK COLOUR 16A 3P+E 380-415V 50-60HZ 6H IP44 | 10 | 0.225 | 10.92
| P705146 | MULTIMAX STRAIGHT PLUG IN BLACK COLOUR 16A 3P+N+E 380-415V 50-60HZ 6H IP44 | 10 | 0.179 | 14.1018
| P705226 | MULTIMAX STRAIGHT PLUG IN BLACK COLOUR 32A 2P+E 200-250V 50-60HZ 6H IP44 | 5 | 0.189 | 17.1564
| P705236 | MULTIMAX STRAIGHT PLUG IN BLACK COLOUR 32A 3P+E 380-415V 50-60HZ 6H IP44 | 5 | 0.238 | 17.6655
| P705246 | MULTIMAX STRAIGHT PLUG IN BLACK COLOUR 32A 3P+N+E 380-415V 50-60HZ 6H IP44 | 5 | 0.231 | 21.9927
| P710124 | MULTIMAX STRAIGHT PLUG 16A 2P+E 100-130V 50-60HZ 4H IP67 | 10 | 0.153 | 14.9927
04-32-71012 6 | P710126 | MULTIMAX STRAIGHT PLUG 16A 2P+E 200-250V 50-60HZ 6H IP67 | 30 | 0.153 | 7.68
04-32-10136 | P710136 | MULTIMAX STRAIGHT PLUG 16A 3P+E 380-415V 50-60HZ 6H IP67 | 20 | 0.179 | 9.07
04-32-71014 6 | P710146 | MULTIMAX STRAIGHT PLUG 16A 3P+N+E 380-415V 50-60HZ 6H IP67 | 15 | 0.219 | 10.21
04-32-10156 | P710156 | MULTIMAX STRAIGHT PLUGH WITH PHASE INVERTER 16A 3P+E 400V 6H IP67 | 1 | 0.179 | 17.6655
04-32-10166 | P710166 | MULTIMAX STRAIGHT PLUGH WITH PHASE INVERTER 16A 3P+N+E 400V 6H IP67 | 1 | 0.219 | 21.2291
| P710224 | MULTIMAX STRAIGHT PLUG 32A 2P+E 100-130V 50-60HZ 4H IP67 | 6 | 0.273 | 24.7927
04-32-71022 6 | P710226 | MULTIMAX STRAIGHT PLUG 32A 2P+E 200-250V 50-60HZ 6H IP67 | 6 | 0.273 | 13.25
04-32-71023 6 | P710236 | MULTIMAX STRAIGHT PLUG 32A 3P+E 380-415V 50-60HZ 6H IP67 | 15 | 0.253 | 13.35
04-32-71024 6 | P710246 | MULTIMAX STRAIGHT PLUG 32A 3P+N+E 380-415V 50-60HZ 6H IP67 | 10 | 0.308 | 14.92
04-32-10256 | P710256 | MULTIMAX STRAIGHT PLUGH WITH PHASE INVERTER 32A 3P+E 400V 6H IP67 | 1 | 0.253 | 22.8836
04-32-10266 | P710266 | MULTIMAX STRAIGHT PLUGH WITH PHASE INVERTER 32A 3P+N+E 400V 6H IP67 | 1 | 0.308 | 25.4291
04-32-71032 6 | P710326 | MULTIMAX STRAIGHT PLUG 63A 2P+E 200-250V 50-60HZ6H IP67 | 2 | 0.737 | 67.1236
04-32-10336 | P710336 | MULTIMAX STRAIGHT PLUG 63A 3P+E 380-415V 50-60HZ 6H IP67 | 5 | 0.753 | 36.98
04-32-10346 | P710346 | MULTIMAX STRAIGHT PLUG 63A 3P+N+E 380-415V 50-60HZ 6H IP67 | 5 | 0.793 | 40.13
| P720120 | MULTIMAX STRAIGHT CONNECTOR 16A 2P+E >50V 100-300HZ 10H IP44 | 5 | 0.131 | 20.3382
| P720123 | MULTIMAX STRAIGHT CONNECTOR 16A 2P+E >50÷250V DC 3H IP44 | 5 | 0.131 | 22.5018
| P720124 | MULTIMAX STRAIGHT CONNECTOR 16A 2P+E 100-130V 50-60HZ 4H IP44 | 5 | 0.131 | 11.9891
04-32-20126 | P720126 | MULTIMAX STRAIGHT CONNECTOR 16A 2P+E 200-250V 50-60HZ 6H IP44 | 30 | 0.131 | 6.1215
| P720127 | MULTIMAX STRAIGHT CONNECTOR 16A 2P+E 480-500V 50-60HZ 7H IP44 | 5 | 0.131 | 19.32
| P720128 | MULTIMAX STRAIGHT CONNECTOR 16A 2P+E >250V DC 8H IP44 | 5 | 0.131 | 22.5018
| P720129 | MULTIMAX STRAIGHT CONNECTOR 16A 2P+E 380-415V 50-60HZ 9H IP44 | 5 | 0.131 | 14.3564
| P720130 | MULTIMAX STRAIGHT CONNECTOR 16A 3P+E >50V 100-300HZ 10H IP44 | 5 | 0.169 | 21.6109
| P720132 | MULTIMAX STRAIGHT CONNECTOR 16A 3P+E >50V >300-500HZ 2H IP44 | 5 | 0.168 | 21.6109
| P720134 | MULTIMAX STRAIGHT CONNECTOR 16A 3P+E 100-130V 50-60HZ 4H IP44 | 5 | 0.169 | 16.2655
| P720135 | MULTIMAX STRAIGHT CONNECTOR 16A 3P+E 600-690V 50-60HZ 5H IP44 | 5 | 0.169 | 24.7927
04-32-20136 | P720136 | MULTIMAX STRAIGHT CONNECTOR 16A 3P+E 380-415V 50-60HZ 6H IP44 | 20 | 0.169 | 7.203
| P720137 | MULTIMAX STRAIGHT CONNECTOR 16A 3P+E 480-500V 50-60HZ 7H IP44 | 5 | 0.169 | 17.6655
| P720139 | MULTIMAX STRAIGHT CONNECTOR 16A 3P+E 200-250V 50-60HZ 9H IP44 | 5 | 0.169 | 14.6109
| P720140 | MULTIMAX STRAIGHT CONNECTOR 16A 3P+N+E >50V 100-300HZ 10H IP44 | 5 | 0.232 | 28.6109
| P720144 | MULTIMAX STRAIGHT CONNECTOR 16A 3P+N+E 100-130V 50-60HZ 4H IP44 | 5 | 0.232 | 18.5564
04-32-20146 | P720146 | MULTIMAX STRAIGHT CONNECTOR 16A 3P+N+E 380-415V 50-60HZ 6H IP44 | 20 | 0.232 | 8.6205
| P720149 | MULTIMAX STRAIGHT CONNECTOR 16A 3P+N+E 200-250V 50-60HZ 9H IP44 | 5 | 0.232 | 18.5564
| P720220 | MULTIMAX STRAIGHT CONNECTOR 32A 2P+E >50V 100-300HZ 10H IP44 | 5 | 0.225 | 31.0036
| P720222 | MULTIMAX STRAIGHT CONNECTOR 32A 2P+E >50V >300-500HZ 2H IP44 | 5 | 0.225 | 33.9309
| P720223 | MULTIMAX STRAIGHT CONNECTOR 32A 3P+N+E >50÷250V DC 3H IP44 | 5 | 0.225 | 33.9309
| P720224 | MULTIMAX STRAIGHT CONNECTOR 32A 2P+E 100-130V 50-60HZ 4H IP44 | 5 | 0.225 | 20.72
04-32-72022 6 | P720226 | MULTIMAX STRAIGHT CONNECTOR 32A 2P+E 200-250V 50-60HZ 6H IP44 | 5 | 0.225 | 12.054
| P720227 | MULTIMAX STRAIGHT CONNECTOR 32A 2P+E 480-500V 50-60HZ 7H IP44 | 5 | 0.225 | 28.6109
| P720228 | MULTIMAX STRAIGHT CONNECTOR 32A 2P+E >250V DC 8H IP44 | 5 | 0.225 | 33.9309
| P720229 | MULTIMAX STRAIGHT CONNECTOR 32A 2P+E 380-415V 50-60HZ 9H IP44 | 5 | 0.225 | 24.92
| P720230 | MULTIMAX STRAIGHT CONNECTOR 32A 3P+E >50V 100-300HZ 10H IP44 | 5 | 0.273 | 32.6582
| P720232 | MULTIMAX STRAIGHT CONNECTOR 32A 3P+E >50V >300-500HZ 2H IP44 | 5 | 0.273 | 32.6582
| P720234 | MULTIMAX STRAIGHT CONNECTOR 32A 3P+E 100-130V 50-60HZ 4H IP44 | 5 | 0.273 | 25.5564
| P720235 | MULTIMAX STRAIGHT CONNECTOR 32A 3P+E 600-690V 50-60HZ 5H IP44 | 5 | 0.273 | 37.24
04-32-20236 | P720236 | MULTIMAX STRAIGHT CONNECTOR 32A 3P+E 380-415V 50-60HZ 6H IP44 | 15 | 0.273 | 10.9725
| P720239 | MULTIMAX STRAIGHT CONNECTOR 32A 3P+E 200-250V 50-60HZ 9H IP44 | 5 | 0.273 | 22.8836
| P720242 | MULTIMAX STRAIGHT CONNECTOR 32A 3P+N+E >50V >300-500HZ 2H IP44 | 5 | 0.317 | 42.5855
| P720244 | MULTIMAX STRAIGHT CONNECTOR 32A 3P+N+E 100-130V 50-60HZ 4H IP44 | 5 | 0.317 | 28.9927
04-32-20246 | P720246 | MULTIMAX STRAIGHT CONNECTOR 32A 3P+N+E 380-415V 50-60HZ 6H IP44 | 15 | 0.317 | 12.5265
| P720249 | MULTIMAX STRAIGHT CONNECTOR 32A 3P+N+E 200-250V 50-60HZ 9H IP44 | 5 | 0.317 | 28.9927
| P721122 | MULTIMAX STRAIGHT CONNECTOR 16A 2P+E >50V 50-60HZ 12H IP44 | 5 | 0.131 | 21.1018
| P721132 | MULTIMAX STRAIGHT CONNECTOR 16A 3P+E >50V 50-60HZ 12H IP44 | 5 | 0.169 | 22.2473
| P721222 | MULTIMAX STRAIGHT CONNECTOR 32A 2P+E >50V 50-60HZ 12H IP44 | 5 | 0.225 | 31.0036
| P721232 | MULTIMAX STRAIGHT CONNECTOR 32A 3P+E >50V 50-60HZ 12H IP44 | 5 | 0.273 | 32.6582
| P725124 | MULTIMAX STRAIGHT CONNECTOR IN BLACK COLOUR 16A 2P+E 100-130V 50-60HZ 4H IP44 | 10 | 0.131 | 17.5382
| P725126 | MULTIMAX STRAIGHT CONNECTOR IN BLACK COLOUR 16A 2P+E 200-250V 50-60HZ 6H IP44 | 10 | 0.131 | 15.7564
| P725136 | MULTIMAX STRAIGHT CONNECTOR IN BLACK COLOUR 16A 3P+E 380-415V 50-60HZ 6H IP44 | 10 | 0.169 | 17.7927
| P725146 | MULTIMAX STRAIGHT CONNECTOR IN BLACK COLOUR 16A 3P+N+E 380-415V 50-60HZ 6H IP44 | 10 | 0.232 | 22.2473
| P725226 | MULTIMAX STRAIGHT CONNECTOR IN BLACK COLOUR 32A 2P+E 200-250V 50-60HZ 6H IP44 | 5 | 0.225 | 26.4473
| P725236 | MULTIMAX STRAIGHT CONNECTOR IN BLACK COLOUR 32A 3P+E 380-415V 50-60HZ 6H IP44 | 5 | 0.273 | 26.0655
| P725246 | MULTIMAX STRAIGHT CONNECTOR IN BLACK COLOUR 32A 3P+N+E 380-415V 50-60HZ 6H IP44 | 5 | 0.317 | 31.8945
| P730124 | MULTIMAX STRAIGHT CONNECTOR 16A 2P+E 100-130V 50-60HZ 4H IP67 | 10 | 0.193 | 20.3382
04-32-73012 6 | P730126 | MULTIMAX STRAIGHT CONNECTOR 16A 2P+E 200-250V 50-60HZ 6H IP67 | 20 | 0.193 | 10.08
04-32-30136 | P730136 | MULTIMAX STRAIGHT CONNECTOR 16A 3P+E 380-415V 50-60HZ 6H IP67 | 15 | 0.207 | 11.75
04-32-30146 | P730146 | MULTIMAX STRAIGHT CONNECTOR 16A 3P+N+E 380-415V 50-60HZ 6H IP67 | 15 | 0.265 | 13.48
| P730224 | MULTIMAX STRAIGHT CONNECTOR 32A 2P+E 100-130V 50-60HZ 4H IP67 | 6 | 0.332 | 35.7127
04-32-73022 6 | P730226 | MULTIMAX STRAIGHT CONNECTOR 32A 2P+E 200-250V 50-60HZ 6H IP67 | 6 | 0.332 | 17.09
04-32-73023 6 | P730236 | MULTIMAX STRAIGHT CONNECTOR 32A 3P+E 380-415V 50-60HZ 6H IP67 | 10 | 0.314 | 17.42
04-32-73024 6 | P730246 | MULTIMAX STRAIGHT CONNECTOR 32A 3P+N+E 380-415V 50-60HZ 6H IP67 | 10 | 0.383 | 19.12
| P730326 | MULTIMAX STRAIGHT CONNECTOR 63A 2P+E 200-250V 50-60HZ 6H IP67 | 2 | 0.838 | 84.5345
04-32-30336 | P730336 | MULTIMAX STRAIGHT CONNECTOR 63A 3P+E 380-415V 50-60HZ 6H IP67 | 5 | 0.829 | 45.82
04-32-30346 | P730346 | MULTIMAX STRAIGHT CONNECTOR 63A 3P+N+E 380-415V 50-60HZ 6H IP67 | 5 | 0.812 | 48.61
04-32-74000 1 | P740001 | MULTIPLAY PLUG ADAPTOR IEC IP44-1 DOMESTIC SOCKET P17/11 + SCHUKO P30 16A 200-250V 50-60HZ | 10 | 0.162 | 17.73
| P740002 | MULTIPLAY PLUG ADAPTOR IEC IP44/2 DOMESTIC SOCKETS P17/11 16A 200-250V 50-60HZ | 10 | 0.191 | 31.3855
| P740003 | MULTIPLAY PLUG ADAPTOR IEC IP44-1 BRITISH STANDARD SOCKET BS 1363-1995 13A 200-250V | 10 | 0.175 | 30.2655
| P740101 | MULTIPLAY PLUG ADAPTOR S17 SOCKET IEC60309 IP44 16A 200-250V 6H | 10 | 0.158 | 28.7382
| P744338 | CEE WALL MOUNTED INLET, 90° ANGLED, 63A 3P+E 380-415V 50-60HZ 6H IP67 | 1 | 1.98 | 106.23
| P746338 | CEE PANEL MOUNTED INLET, STRAIGHT, 63A 3P+E 380-415V 50-60HZ 6H IP67 | 1 | 0.753 | 122.7927
| P749550 | CEE PANEL MOUNTED INLET, STRAIGHT, 125A 3P+E 480-500V 50-60HZ 7H IP67 | 1 | 1.344 | 386.0691
04-32-50530 | P750530 | ALUMAX PLUG 250A 3P+E IP67 | 1 | 2.551 | 1568
04-32-50550 | P750550 | ALUMAX PLUG 250A 3P+N+E IP67 | 1 | 2.56 | 1608.8545
04-32-50650 | P750650 | ALUMAX PLUG 320A 3P+N+E IP67 | 1 | 5.017 | 4697.4327
04-32-50750 | P750750 | ALUMAX PLUG 400A 3P+N+E IP67 | 1 | 5.038 | 4697.4327
04-24-51530 | P751530 | ALUMAX PANEL MOUNTED INLET, STRAIGHT, 250A 3P+E IP67 | 1 | 2.127 | 1574.5927
04-24-51550 | P751550 | ALUMAX PANEL MOUNTED INLET, STRAIGHT, 250A 3P+N+E IP67 | 1 | 1.927 | 1622.04
04-24-51650 | P751650 | ALUMAX PLUG 320A 3P+N+E IP67 | 1 | 2.9 | 4387.7782
04-24-51750 | P751750 | ALUMAX PLUG 400A 3P+N+E IP67 | 1 | 3 | 4387.7782
04-32-75212 6 | P752126 | MULTIPLAY MULTIPLIER 2 OUTLETS WITH PLUG 16A 2P+E 200-250V 50-60HZ 6H IP67 | 1 | 0.438 | 65.4691
04-32-75213 6 | P752136 | MULTIPLAY MULTIPLIER 2 OUTLETS WITH PLUG 16A 3P+E 380-415V 50-60HZ 6H IP67 | 1 | 0.511 | 76.1345
04-32-75214 6 | P752146 | MULTIPLAY MULTIPLIER 2 OUTLETS WITH PLUG 16A 3P+N+E 380-415V 50-60HZ 6H IP67 | 1 | 0.632 | 86.6982
04-32-75312 6 | P753126 | MULTIPLAY MULTIPLIER 3 OUTLETS WITH PLUG 16A 2P+E 200-250V 50-60HZ 6H IP67 | 1 | 0.582 | 84.5345
04-32-75313 6 | P753136 | MULTIPLAY MULTIPLIER 3 OUTLETS WITH PLUG 16A 3P+E 380-415V 50-60HZ 6H IP67 | 1 | 0.701 | 98.7636
04-32-75314 6 | P753146 | MULTIPLAY MULTIPLIER 3 OUTLETS WITH PLUG 16A 3P+N+E 380-415V 50-60HZ 6H IP67 | 1 | 0.857 | 116.3018
04-32-75323 6 | P753236 | MULTIPLAY MULTIPLIER 3 OUTLETS WITH PLUG 32A 3P+E 380-415V 50-60HZ 6H IP67 | 1 | 1.084 | 171.6145
| P759538 | CEE PANEL MOUNTED INLET, STRAIGHT, 125A 3P+N+E 380-415V 50-60HZ 6H IP67 | 1 | 1.546 | 330.7309
| P759550 | CEE PANEL MOUNTED INLET, STRAIGHT, 125A 3P+N+E 480-500V 50-60HZ 7H IP67 | 1 | 0.75 | 395.3091
| P760124 | X-CEE SAFETY PERFORMANCE PLUG 16A 2P+E 110V 4H IP66/67 | 1 | 0.212 | 21.3564
| P760124EX | SERIES X-CEE-EX STRAIGHT PLUG 2P+T 16A 110V 4H IP66/67 EX CATEGORY 3G2D | 1 | 0.21 | 79.0618
04-32-60126 | P760126 | X-CEE SAFETY PERFORMANCE PLUG 16A 2P+E 230V 6H IP66/67/68/69 | 10 | 0.212 | 15.93
04-32-60126ΕΧ | P760126EX | SERIES X-CEE-EX STRAIGHT PLUG 2P+T 16A 230V 6H IP66/67 EX CATEGORY 3G2D | 1 | 0.21 | 60.8873
| P760129 | X-CEE SAFETY PERFORMANCE PLUG 16A 2P+E 400V 9H IP66/67 | 1 | 0.212 | 21.4836
04-32-60129ΕΧ | P760129EX | SERIES X-CEE-EX STRAIGHT PLUG 2P+T 16A 400V 9H IP66/67 EX CATEGORY 3G2D | 1 | 0.21 | 79.0618
| P760134 | X-CEE SAFETY PERFORMANCE PLUG 16A 3P+E 110V 4H IP66/67 | 1 | 0.23 | 26.4727
| P760134EX | SERIES X-CEE-EX STRAIGHT PLUG 3P+T 16A 110V 4H IP66/67 EX CATEGORY 3G2D | 1 | 0.23 | 93.6727
04-32-60136 | P760136 | X-CEE SAFETY PERFORMANCE PLUG 16A 3P+E 400V 6H IP66/67 | 10 | 0.23 | 20.54
04-32-60136ΕΧ | P760136EX | SERIES X-CEE-EX STRAIGHT PLUG 3P+T 16A 400V 6H IP66/67 EX CATEGORY 3G2D | 1 | 0.352 | 73.2582
| P760137 | X-CEE SAFETY PERFORMANCE PLUG 16A 3P+E 500V 7H IP66/67 | 1 | 0.23 | 26.4727
| P760137EX | SERIES X-CEE-EX STRAIGHT PLUG 3P+T 16A 500V 7H IP66/67 EX CATEGORY 3G2D | 1 | 0.23 | 93.6727
| P760139 | X-CEE SAFETY PERFORMANCE PLUG 16A 3P+E 230V 9H IP66/67/68/69 | 1 | 0.23 | 26.3455
04-32-60139ΕΧ | P760139EX | SERIES X-CEE-EX STRAIGHT PLUG 3P+T 16A 230V 9H IP66/67 EX CATEGORY 3G2D | 1 | 0.23 | 85.5273
| P760144 | X-CEE SAFETY PERFORMANCE PLUG 16A 3P+N+E 110V 4H IP66/67 | 1 | 0.307 | 33.3455
| P760144EX | SERIES X-CEE-EX STRAIGHT PLUG 3P+N+T 16A 110V 4H IP66/67 EX CATEGORY 3G2D | 1 | 0.31 | 107.6473
04-32-76014 6 | P760146 | X-CEE SAFETY PERFORMANCE PLUG 16A 3P+N+E 400V 6H IP66/67 | 10 | 0.307 | 26.6318
04-32-60146ΕΧ | P760146EX | SERIES X-CEE-EX STRAIGHT PLUG 3P+N+T 16A 400V 6H IP66/67 EX CATEGORY 3G2D | 1 | 0.31 | 85.7818
| P760147 | X-CEE SAFETY PERFORMANCE PLUG 16A 3P+N+E 500V 7H IP66/67 | 1 | 0.307 | 33.3455
| P760147EX | SERIES X-CEE-EX STRAIGHT PLUG 3P+N+T 16A 500V 7H IP66/67 EX CATEGORY 3G2D | 1 | 0.31 | 107.6473
| P760149 | X-CEE SAFETY PERFORMANCE PLUG 16A 3P+N+E 230V 9H IP66/67/68/69 | 1 | 0.307 | 33.3455
04-32-60149ΕΧ | P760149EX | SERIES X-CEE-EX STRAIGHT PLUG 3P+N+T 16A 230V 9H IP66/67 EX CATEGORY 3G2D | 1 | 0.463 | 107.6473
| P760224 | X-CEE SAFETY PERFORMANCE PLUG 32A 2P+E 110V 4H IP66/67 | 1 | 0.318 | 37.4182
| P760224EX | SERIES X-CEE-EX STRAIGHT PLUG 2P+T 32A 110V 4H IP66/67 EX CATEGORY 3G2D | 1 | 0.32 | 138.3455
04-32-76022 6 | P760226 | X-CEE SAFETY PERFORMANCE PLUG 32A 2P+E 230V 6H IP66/67/68/69 | 1 | 0.318 | 25.6
04-32-60226ΕΧ | P760226EX | SERIES X-CEE-EX STRAIGHT PLUG 2P+T 32A 230V 6H IP66/67 EX CATEGORY 3G2D | 1 | 0.32 | 107.6473
| P760229 | X-CEE SAFETY PERFORMANCE PLUG 32A 2P+E 400V 9H IP66/67 | 1 | 0.318 | 37.4182
04-32-60229ΕΧ | P760229EX | SERIES X-CEE-EX STRAIGHT PLUG 2P+T 32A 400V 9H IP66/67 EX CATEGORY 3G2D | 1 | 0.32 | 131.7782
| P760233 | X-CEE MOBILE PLUG 3P+E 32A 400V 3H | 1 | 0.376 | 41.1091
| P760234 | X-CEE SAFETY PERFORMANCE PLUG 32A 3P+E 110V 4H IP66/67 | 1 | 0.376 | 41.1091
| P760234EX | SERIES X-CEE-EX STRAIGHT PLUG 3P+T 32A 110V 4H IP66/67 EX CATEGORY 3G2D | 1 | 0.375 | 133.0764
04-32-76023 6 | P760236 | X-CEE SAFETY PERFORMANCE PLUG 32A 3P+E 400V 6H IP66/67 | 5 | 0.376 | 29.26
04-32-60236ΕΧ | P760236EX | SERIES X-CEE-EX STRAIGHT PLUG 3P+T 32A 400V 6H IP66/67 EX CATEGORY 3G2D | 1 | 0.486 | 112.1273
| P760237 | X-CEE SAFETY PERFORMANCE PLUG 32A 3P+E 500V 7H IP66/67 | 1 | 0.376 | 41.1091
| P760237EX | SERIES X-CEE-EX STRAIGHT PLUG 3P+T 32A 500V 7H IP66/67 EX CATEGORY 3G2D | 1 | 0.378 | 129.2582
| P760239 | X-CEE SAFETY PERFORMANCE PLUG 32A 3P+E 230V 9H IP66/67/68/69 | 1 | 0.376 | 41.1091
04-32-60239ΕΧ | P760239EX | SERIES X-CEE-EX STRAIGHT PLUG 3P+T 32A 230V 9H IP66/67 EX CATEGORY 3G2D | 1 | 0.375 | 129.2582
| P760244 | X-CEE SAFETY PERFORMANCE PLUG 32A 3P+N+E 110V 4H IP66/67 | 1 | 0.406 | 53.0982
| P760244EX | SERIES X-CEE-EX STRAIGHT PLUG 3P+N+T 32A 110V 4H IP66/67 EX CATEGORY 3G2D | 1 | 0.405 | 175.2545
04-32-76024 6 | P760246 | X-CEE SAFETY PERFORMANCE PLUG 32A 3P+N+E 400V 6H IP66/67 | 5 | 0.406 | 36.01
04-32-60246ΕΧ | P760246EX | SERIES X-CEE-EX STRAIGHT PLUG 3P+N+T 32A 400V 6H IP66/67 EX CATEGORY 3G2D | 1 | 0.405 | 130.7091
| P760247 | X-CEE SAFETY PERFORMANCE PLUG 32A 3P+N+E 500V 7H IP66/67 | 1 | 0.406 | 53.0982
| P760247EX | SERIES X-CEE-EX STRAIGHT PLUG 3P+N+T 32A 500V 7H IP66/67 EX CATEGORY 3G2D | 1 | 0.405 | 168.6618
| P760249 | X-CEE SAFETY PERFORMANCE PLUG 32A 3P+N+E 230V 9H IP66/67/68/69 | 1 | 0.406 | 53.0982
04-32-60249ΕΧ | P760249EX | SERIES X-CEE-EX STRAIGHT PLUG 3P+N+T 32A 230V 9H IP66/67 EX CATEGORY 3G2D | 1 | 0.405 | 162.0691
| P760324 | X-CEE SAFETY PERFORMANCE PLUG 63A 2P+E 110V 4H IP66/67 | 1 | 0.829 | 119.3818
| P760324EX | SERIES X-CEE-EX STRAIGHT PLUG 2P+T 63A 110V 4H IP66/67 EX CATEGORY 3G2D | 1 | 0.825 | 342.5927
04-32-76032 6 | P760326 | X-CEE SAFETY PERFORMANCE PLUG 63A 2P+E 230V 6H IP66/67/68/69 | 1 | 0.829 | 79.4
04-32-60326ΕΧ | P760326EX | SERIES X-CEE-EX STRAIGHT PLUG 2P+T 63A 230V 6H IP66/67 EX CATEGORY 3G2D | 1 | 0.825 | 292.5236
| P760329 | X-CEE SAFETY PERFORMANCE PLUG 63A 2P+E 400V 9H IP66/67 | 1 | 0.829 | 119.3818
04-32-60329ΕΧ | P760329EX | SERIES X-CEE-EX STRAIGHT PLUG 2P+T 63A 400V 9H IP66/67 EX CATEGORY 3G2D | 1 | 0.825 | 363.6691
| P760334 | X-CEE SAFETY PERFORMANCE PLUG 63A 3P+E 110V 4H IP66/67 | 1 | 0.884 | 126.2291
| P760334EX | SERIES X-CEE-EX STRAIGHT PLUG 3P+T 63A 110V 4H IP66/67 EX CATEGORY 3G2D | 1 | 0.885 | 357.0764
04-32-76033 6 | P760336 | X-CEE SAFETY PERFORMANCE PLUG 63A 3P+E 400V 6H IP66/67 | 1 | 0.884 | 79.4
04-32-60336ΕΧ | P760336EX | SERIES X-CEE-EX STRAIGHT PLUG 3P+T 63A 400V 6H IP66/67 EX CATEGORY 3G2D | 1 | 0.967 | 313.6
| P760337 | X-CEE SAFETY PERFORMANCE PLUG 63A 3P+E 500V 7H IP66/67 | 1 | 0.884 | 125.8473
| P760337EX | SERIES X-CEE-EX STRAIGHT PLUG 3P+T 63A 500V 7H IP66/67 EX CATEGORY 3G2D | 1 | 0.885 | 363.6691
| P760339 | X-CEE SAFETY PERFORMANCE PLUG 63A 3P+E 230V 9H IP66/67/69 | 1 | 0.884 | 128.4691
04-32-60339ΕΧ | P760339EX | SERIES X-CEE-EX STRAIGHT PLUG 3P+T 63A 230V 9H IP66/67 EX CATEGORY 3G2D | 1 | 0.885 | 363.6691
| P760344 | X-CEE SAFETY PERFORMANCE PLUG 63A 3P+N+E 110V 4H IP66/67 | 1 | 0.938 | 133.0764
| P760344EX | SERIES X-CEE-EX STRAIGHT PLUG 3P+N+T 63A 110V 4H IP66/67 EX CATEGORY 3G2D | 1 | 0.94 | 361.0473
04-32-76034 6 | P760346 | X-CEE SAFETY PERFORMANCE PLUG 63A 3P+N+E 400V 6H IP66/67 | 1 | 0.938 | 85.25
04-32-60346ΕΧ | P760346EX | SERIES X-CEE-EX STRAIGHT PLUG 3P+N+T 63A 400V 6H IP66/67 EX CATEGORY 3G2D | 1 | 1.031 | 334.6764
| P760347 | X-CEE SAFETY PERFORMANCE PLUG 63A 3P+N+E 500V 7H IP66/67 | 1 | 0.938 | 130.8364
| P760347EX | SERIES X-CEE-EX STRAIGHT PLUG 3P+N+T 63A 500V 7H IP66/67 EX CATEGORY 3G2D | 1 | 0.94 | 383.4473
| P760349 | X-CEE SAFETY PERFORMANCE PLUG 63A 3P+N+E 230V 9H IP66/67/68/69 | 1 | 0.938 | 133.0764
04-32-60349ΕΧ | P760349EX | SERIES X-CEE-EX STRAIGHT PLUG 3P+N+T 63A 230V 9H IP66/67 EX CATEGORY 3G2D | 1 | 0.94 | 425.6
| P760434 | X-CEE SAFETY PERFORMANCE PLUG 125A 3P+E 110V 4H IP66/67 | 1 | 1.359 | 264.8545
04-32-76043 6 | P760436 | X-CEE SAFETY PERFORMANCE PLUG 125A 3P+E 400V 6H IP66/67 | 1 | 1.359 | 110.13
| P760437 | X-CEE SAFETY PERFORMANCE PLUG 125A 3P+E 500V 7H IP66/67 | 1 | 1.359 | 225.3236
| P760439 | X-CEE SAFETY PERFORMANCE PLUG 125A 3P+E 230V 9H IP66/67/68/69 | 1 | 1.359 | 266.1782
| P760444 | X-CEE SAFETY PERFORMANCE PLUG 125A 3P+N+E 110V 4H IP66/67 | 1 | 1.534 | 283.2836
04-32-76044 6 | P760446 | X-CEE SAFETY PERFORMANCE PLUG 125A 3P+N+E 400V 6H IP66/67 | 1 | 1.534 | 171.03
| P760447 | X-CEE SAFETY PERFORMANCE PLUG 125A 3P+N+E 500V 7H IP66/67 | 1 | 1.534 | 245.0764
| P760449 | X-CEE SAFETY PERFORMANCE PLUG 125A 3P+N+E 230V 9H IP66/67/68/69 | 1 | 1.534 | 283.2836
04-32-60530 | P760530 | ALUMAX CONNECTOR 250A 3P+E IP67 | 1 | 3.098 | 2106.9236
04-32-60550 | P760550 | ALUMAX CONNECTOR 250A 3P+N+E IP67 | 1 | 3.128 | 2155.6945
04-32-60650 | P760650 | ALUMAX CONNECTOR 320A 3P+N+E IP67 | 1 | 5.664 | 5152.0255
04-32-60750 | P760750 | ALUMAX CONNECTOR 400A 3P+N+E IP67 | 1 | 5.846 | 5152.0255
04-24-61530 | P761530 | ALUMAX PANEL MOUNTED SOCKET, STRAIGHT, 250A 3P+E IP67 | 1 | 1.934 | 1623.3382
04-24-61550 | P761550 | ALUMAX PANEL MOUNTED SOCKET, STRAIGHT, 250A 3P+N+E IP67 | 1 | 1.742 | 1683.9709
04-24-61650 | P761650 | PANEL MOUNTING SKT 320A 3P+N+E IP67 | 1 | 3.329 | 4495.8327
04-24-61750 | P761750 | ALUMAX PANEL MOUNTED SOCKET, STRAIGHT, 400A 3P+N+E IP67 | 1 | 3.428 | 4495.8327
| P762124 | X-CEE STRAIGHT INLET 2P+T 16A 100-130V 4H IP66/67/68/69 | 1 | 0.166 | 16.3418
04-24-76212 6 | P762126 | X-CEE SAFETY PERFORMANCE STRAIGHT PANEL MOUNTED INLET 16A 2P+E 230V 6H IP66/67/69 | 1 | 0.166 | 13.6945
04-24-76213 6 | P762136 | X-CEE SAFETY PERFORMANCE STRAIGHT PANEL MOUNTED INLET 16A 3P+E 400V 6H IP66/67 | 1 | 0.202 | 16.3418
04-24-76214 6 | P762146 | X-CEE SAFETY PERFORMANCE STRAIGHT PANEL MOUNTED INLET 16A 3P+N+E 400V 6H IP66/67 | 1 | 0.241 | 21.33
| P762224 | X-CEE STRAIGHT INLET 2P+T 32A 100-130V 4H IP66/67/68/69 | 1 | 0.254 | 32.5564
04-24-76222 6 | P762226 | X-CEE SAFETY PERFORMANCE STRAIGHT PANEL MOUNTED INLET 32A 2P+E 230V 6H IP66/67/68/69 | 1 | 0.254 | 24.3
04-24-76223 6 | P762236 | X-CEE SAFETY PERFORMANCE STRAIGHT PANEL MOUNTED INLET 32A 3P+E 400V 6H IP66/67 | 1 | 0.275 | 26.8036
04-24-76224 6 | P762246 | X-CEE SAFETY PERFORMANCE STRAIGHT PANEL MOUNTED INLET 32A 3P+N+E 400V 6H IP66/67 | 1 | 0.351 | 33.0655
04-24-76233 6 | P762336 | X-CEE SAFETY PERFORMANCE STRAIGHT PANEL MOUNTED INLET 63A 3P+E 400V 6H IP66/67 | 1 | 0.743 | 63.4
04-24-76234 6 | P762346 | X-CEE SAFETY PERFORMANCE STRAIGHT PANEL MOUNTED INLET 63A 3P+N+E 400V 6H IP66/67 | 1 | 0.996 | 67.13
04-24-76243 6 | P762436 | X-CEE SAFETY PERFORMANCE STRAIGHT PANEL MOUNTED INLET 125A 3P+E 400V 6H IP66/67 | 1 | 1.048 | 132.5
04-24-76244 6 | P762446 | X-CEE SAFETY PERFORMANCE STRAIGHT PANEL MOUNTED INLET 125A 3P+N+E 400V 6H IP66/67 | 1 | 1.17 | 168.46
| P763124 | X-CEE INLET 2P+T16A 100-130V 4H IP66/67/68/69 | 1 | 0.166 | 16.3418
04-24-76312 6 | P763126 | X-CEE SAFETY PERFORMANCE 20° ANGLED PANEL MOUNTED INLET 16A 2P+E 230V 6H IP66/67/68/69 | 1 | 0.166 | 13.8473
04-24-76313 6 | P763136 | X-CEE SAFETY PERFORMANCE 20° ANGLED PANEL MOUNTED INLET 16A 3P+E 400V 6H IP66/67 | 1 | 0.203 | 16.3418
04-24-76314 6 | P763146 | X-CEE SAFETY PERFORMANCE 20° ANGLED PANEL MOUNTED INLET 16A 3P+N+E 400V 6H IP66/67 | 1 | 0.241 | 21.7964
| P763224 | X-CEE INLET 2P+T 32A 100-130V 4H IP66/67/68/69 | 1 | 0.253 | 32.5564
04-24-76322 6 | P763226 | X-CEE SAFETY PERFORMANCE 20° ANGLED PANEL MOUNTED INLET 32A 2P+E 230V 6H IP66/67/68/69 | 1 | 0.253 | 24.7664
04-24-76323 6 | P763236 | X-CEE SAFETY PERFORMANCE 20° ANGLED PANEL MOUNTED INLET 32A 3P+E 400V 6H IP66/67 | 1 | 0.274 | 27.27
04-24-76324 6 | P763246 | X-CEE SAFETY PERFORMANCE 20° ANGLED PANEL MOUNTED INLET 32A 3P+N+E 400V 6H IP66/67 | 1 | 0.357 | 31.05
04-24-76333 6 | P763336 | X-CEE SAFETY PERFORMANCE 20° ANGLED PANEL MOUNTED INLET 63A 3P+E 400V 6H IP66/67 | 1 | 0.739 | 72.2864
04-24-76334 6 | P763346 | X-CEE SAFETY PERFORMANCE 20° ANGLED PANEL MOUNTED INLET 63A 3P+N+E 400V 6H IP66/67 | 1 | 0.795 | 76.6555
04-24-76343 6 | P763436 | X-CEE SAFETY PERFORMANCE 20° ANGLED PANEL MOUNTED INLET 125A 3P+E 400V 6H IP66/67 | 1 | 1.073 | 176.5782
04-24-76344 6 | P763446 | X-CEE SAFETY PERFORMANCE 20° ANGLED PANEL MOUNTED INLET 125A 3P+N+E 400V 6H IP66/67 | 1 | 1.176 | 177.6355
| P766124 | X-CEE WALL MOUNTING INLET 2P+T 16A 220V 6H IP66/67 | 1 | 0.693 | 94.08
04-24-76612 6 | P766126 | X-CEE SAFETY PERFORMANCE 65° ANGLED WALL MOUNTED INLET 16A 2P+E 230V 6H IP66/67/68/69 | 1 | 0.693 | 41.31
04-24-76613 6 | P766136 | X-CEE SAFETY PERFORMANCE 65° ANGLED WALL MOUNTED INLET 16A 3P+E 400V 6H IP66/67 | 1 | 0.724 | 43.86
04-24-76614 6 | P766146 | X-CEE SAFETY PERFORMANCE 65° ANGLED WALL MOUNTED INLET 16A 3P+N+E 400V 6H IP66/67 | 1 | 0.773 | 47.54
| P766224 | X-CEE WALL MOUNTING INLET 2P+T 32A 110-130V 4H IP66/67/68/69 | 1 | 0.784 | 97.8982
04-24-76622 6 | P766226 | X-CEE SAFETY PERFORMANCE 65° ANGLED WALL MOUNTED INLET 32A 2P+E 230V 6H IP66/67/68/69 | 1 | 0.784 | 48.45
04-24-76623 6 | P766236 | X-CEE SAFETY PERFORMANCE 65° ANGLED WALL MOUNTED INLET 32A 3P+E 400V 6H IP66/67 | 1 | 0.778 | 53.53
04-24-76624 6 | P766246 | X-CEE SAFETY PERFORMANCE 65° ANGLED WALL MOUNTED INLET 32A 3P+N+E 400V 6H IP66/67 | 1 | 1.377 | 70.59
04-24-76633 6 | P766336 | X-CEE SAFETY PERFORMANCE 65° ANGLED WALL MOUNTED INLET 63A 3P+E 400V 6H IP66/67 | 1 | 1.705 | 100.56
04-24-76634 6 | P766346 | X-CEE SAFETY PERFORMANCE 65° ANGLED WALL MOUNTED INLET 63A 3P+N+E 400V 6H IP66/67 | 1 | 1.735 | 141.85
04-24-76643 6 | P766436 | X-CEE SAFETY PERFORMANCE 80° ANGLED WALL MOUNTED INLET 125A 3P+E 400V 6H IP66/67 | 1 | 0.724 | 132.5
04-24-76644 6 | P766446 | X-CEE SAFETY PERFORMANCE 80° ANGLED WALL MOUNTED INLET 125A 3P+N+E 400V 6H IP66/67 | 1 | 1.739 | 188.61
| P769120 | X-CEE SAFETY PERFORMANCE INLET 16A 2P+E >50V 10H IP66/67 | 1 | 0.121 | 9.6727
| P769121 | X-CEE SAFETY PERFORMANCE INLET 16A 2P+E >250V 8H IP66/67 | 1 | 0.121 | 9.6727
| P769122 | X-CEE SAFETY PERFORMANCE INLET 16A 2P+E >50V 2H IP66/67 | 1 | 0.121 | 9.6727
| P769123 | X-CEE SAFETY PERFORMANCE INLET 16A 2P+E >50-250V 3H IP66/67 | 1 | 0.121 | 9.6727
| P769124 | X-CEE SAFETY PERFORMANCE INLET 16A 2P+E 110V 4H IP66/67 | 1 | 0.121 | 9.6727
| P769126 | X-CEE SAFETY PERFORMANCE INLET 16A 2P+E 230V 6H IP66/67/68/69 | 1 | 0.121 | 6.92
| P769127 | X-CEE SAFETY PERFORMANCE INLET 16A 2P+E 500V 7H IP66/67 | 1 | 0.121 | 9.6727
| P769128 | X-CEE SAFETY PERFORMANCE INLET 16A 2P+E >50V 12H IP66/67 | 1 | 0.121 | 9.6727
| P769129 | X-CEE SAFETY PERFORMANCE INLET 16A 2P+E 400V 9H IP66/67 | 1 | 0.121 | 9.6727
| P769130 | X-CEE SAFETY PERFORMANCE INLET 16A 3P+E >50V 10H IP66/67 | 1 | 0.192 | 13.3127
| P769131 | X-CEE SAFETY PERFORMANCE INLET 16A 3P+E 440-460V 11H IP66/67 | 1 | 0.192 | 13.3127
| P769132 | X-CEE SAFETY PERFORMANCE INLET 16A 3P+E >50V 2H IP66/67 | 1 | 0.193 | 13.3127
| P769133 | X-CEE SAFETY PERFORMANCE INLET 16A 3P+E 380-440V 3H IP66/67 | 1 | 0.192 | 13.3127
| P769134 | X-CEE SAFETY PERFORMANCE INLET 16A 3P+E 110V 4H IP66/67 | 1 | 0.192 | 13.3127
| P769135 | X-CEE SAFETY PERFORMANCE INLET 16A 3P+E 690V 5H IP66/67 | 1 | 0.192 | 13.3127
| P769136 | X-CEE SAFETY PERFORMANCE INLET 16A 3P+E 400V 6H IP66/67 | 1 | 0.192 | 9.49
| P769137 | X-CEE SAFETY PERFORMANCE INLET 16A 3P+E 500V 7H IP66/67 | 1 | 0.192 | 13.3127
| P769138 | X-CEE SAFETY PERFORMANCE INLET 16A 3P+E >50V 12H IP66/67 | 1 | 0.192 | 13.3127
| P769139 | X-CEE SAFETY PERFORMANCE INLET 16A 3P+E 230V 9H IP66/67/68/69 | 1 | 0.192 | 13.3127
| P769140 | X-CEE SAFETY PERFORMANCE INLET 16A 3P+N+E >50V 10H IP66/67 | 1 | 0.188 | 17.0036
| P769141 | X-CEE SAFETY PERFORMANCE INLET 16A 3P+N+E 440-460V 11H IP66/67 | 1 | 0.188 | 17.0036
| P769142 | X-CEE SAFETY PERFORMANCE INLET 16A 3P+N+E >50V 2H IP66/67 | 1 | 0.188 | 17.0036
| P769143 | X-CEE SAFETY PERFORMANCE INLET 16A 3P+N+E 380-440V 3H IP66/67 | 1 | 0.188 | 17.0036
| P769144 | X-CEE SAFETY PERFORMANCE INLET 16A 3P+N+E 110V 4H IP66/67 | 1 | 0.188 | 17.0036
| P769145 | X-CEE SAFETY PERFORMANCE INLET 16A 3P+N+E 690V 5H IP66/67 | 1 | 0.188 | 17.0036
| P769146 | X-CEE SAFETY PERFORMANCE INLET 16A 3P+N+E 400V 6H IP66/67 | 1 | 0.188 | 12.12
| P769147 | X-CEE SAFETY PERFORMANCE INLET 16A 3P+N+E 500V 7H IP66/67 | 1 | 0.188 | 17.0036
| P769149 | X-CEE SAFETY PERFORMANCE INLET 16A 3P+N+E 230V 9H IP66/67/68/69 | 1 | 0.188 | 17.0036
| P769220 | X-CEE SAFETY PERFORMANCE INLET 32A 2P+E >50V 10H IP66/67 | 1 | 0.205 | 20.2873
| P769221 | X-CEE SAFETY PERFORMANCE INLET 32A 2P+E >250V 8H IP66/67 | 1 | 0.205 | 20.2873
| P769222 | X-CEE SAFETY PERFORMANCE INLET 32A 2P+E >50V 2H IP66/67 | 1 | 0.205 | 20.2873
| P769223 | X-CEE SAFETY PERFORMANCE INLET 32A 2P+E >50-250V 3H IP66/67 | 1 | 0.205 | 20.2873
| P769224 | X-CEE SAFETY PERFORMANCE INLET 32A 2P+E 110V 4H IP66/67 | 1 | 0.205 | 20.2873
| P769226 | X-CEE SAFETY PERFORMANCE INLET 32A 2P+E 230V 6H IP66/67/68/69 | 1 | 0.205 | 14.48
| P769227 | X-CEE SAFETY PERFORMANCE INLET 32A 2P+E 500V 7H IP66/67 | 1 | 0.205 | 20.2873
| P769228 | X-CEE SAFETY PERFORMANCE INLET 32A 2P+E >50V 12H IP66/67 | 1 | 0.205 | 20.2873
| P769229 | X-CEE SAFETY PERFORMANCE INLET 32A 2P+E 400V 9H IP66/67 | 1 | 0.205 | 20.2873
| P769230 | X-CEE SAFETY PERFORMANCE INLET 32A 3P+E >50V 10H IP66/67 | 1 | 0.225 | 23.5964
| P769231 | X-CEE SAFETY PERFORMANCE INLET 32A 3P+E 440-460V 11H IP66/67 | 1 | 0.225 | 23.5964
| P769232 | X-CEE SAFETY PERFORMANCE INLET 32A 3P+E >50V 2H IP66/67 | 1 | 0.225 | 23.5964
| P769233 | X-CEE SAFETY PERFORMANCE INLET 32A 3P+E 380-440V 3H IP66/67 | 1 | 0.225 | 23.5964
| P769234 | X-CEE SAFETY PERFORMANCE INLET 32A 3P+E 110V 4H IP66/67 | 1 | 0.225 | 23.5964
| P769235 | X-CEE SAFETY PERFORMANCE INLET 32A 3P+E 690V 5H IP66/67 | 1 | 0.225 | 23.5964
| P769236 | X-CEE SAFETY PERFORMANCE INLET 32A 3P+E 400V 6H IP66/67 | 1 | 0.225 | 17.13
| P769237 | X-CEE SAFETY PERFORMANCE INLET 32A 3P+E 500V 7H IP66/67 | 1 | 0.225 | 23.5964
| P769238 | X-CEE SAFETY PERFORMANCE INLET 32A 3P+E >50V 12H IP66/67 | 1 | 0.225 | 23.5964
| P769239 | X-CEE SAFETY PERFORMANCE INLET 32A 3P+E 230V 9H IP66/67/68/69 | 1 | 0.225 | 23.5964
| P769240 | X-CEE SAFETY PERFORMANCE INLET 32A 3P+N+E >50V 10H IP66/67 | 1 | 0.265 | 27.5418
| P769241 | X-CEE SAFETY PERFORMANCE INLET 32A 3P+N+E 440-460V 11H IP66/67 | 1 | 0.265 | 27.5418
| P769242 | X-CEE SAFETY PERFORMANCE INLET 32A 3P+N+E >50V 2H IP66/67 | 1 | 0.265 | 27.5418
| P769243 | X-CEE SAFETY PERFORMANCE INLET 32A 3P+N+E 380-440V 3H IP66/67 | 1 | 0.265 | 27.5418
| P769244 | X-CEE SAFETY PERFORMANCE INLET 32A 3P+N+E 110V 4H IP66/67 | 1 | 0.265 | 27.5418
| P769245 | X-CEE SAFETY PERFORMANCE INLET 32A 3P+N+E 690V 5H IP66/67 | 1 | 0.265 | 27.5418
| P769246 | X-CEE SAFETY PERFORMANCE INLET 32A 3P+N+E 400V 6H IP66/67 | 1 | 0.265 | 19.75
| P769247 | X-CEE SAFETY PERFORMANCE INLET 32A 3P+N+E 500V 7H IP66/67 | 1 | 0.265 | 27.5418
| P769249 | X-CEE SAFETY PERFORMANCE INLET 32A 3P+N+E 230V 9H IP66/67/68/69 | 1 | 0.267 | 27.5418
| P769320 | X-CEE SAFETY PERFORMANCE INLET 63A 2P+E >50V 10H IP66/67 | 1 | 0.48 | 80.64
| P769321 | X-CEE SAFETY PERFORMANCE INLET 63A 2P+E >250V 8H IP66/67 | 1 | 0.48 | 80.64
| P769322 | X-CEE SAFETY PERFORMANCE INLET 63A 2P+E >50V 2H IP66/67 | 1 | 0.48 | 80.64
| P769323 | X-CEE SAFETY PERFORMANCE INLET 63A 2P+E >50-250V 3H IP66/67 | 1 | 0.48 | 80.64
| P769324 | X-CEE SAFETY PERFORMANCE INLET 63A 2P+E 110V 4H IP66/67 | 1 | 0.48 | 80.64
| P769326 | X-CEE SAFETY PERFORMANCE INLET 63A 2P+E 230V 6H IP66/67 | 1 | 0.48 | 47.96
| P769327 | X-CEE SAFETY PERFORMANCE INLET 63A 2P+E 500V 7H IP66/67 | 1 | 0.48 | 80.64
| P769328 | X-CEE SAFETY PERFORMANCE INLET 63A 2P+E >50V 12H IP66/67 | 1 | 0.48 | 80.64
| P769329 | X-CEE SAFETY PERFORMANCE INLET 63A 2P+E 400V 9H IP66/67 | 1 | 0.48 | 80.64
| P769330 | X-CEE SAFETY PERFORMANCE INLET 63A 3P+E >50V 10H IP66/67 | 1 | 0.54 | 87.1055
| P769331 | X-CEE SAFETY PERFORMANCE INLET 63A 3P+E 440-460V 11H IP66/67 | 1 | 0.54 | 87.1055
| P769332 | X-CEE SAFETY PERFORMANCE INLET 63A 3P+E >50V 2H IP66/67 | 1 | 0.54 | 87.1055
| P769333 | X-CEE SAFETY PERFORMANCE INLET 63A 3P+E 380-440V 3H IP66/67 | 1 | 0.54 | 87.1055
| P769334 | X-CEE SAFETY PERFORMANCE INLET 63A 3P+E 110V 4H IP66/67 | 1 | 0.54 | 87.1055
| P769335 | X-CEE SAFETY PERFORMANCE INLET 63A 3P+E 690V 5H IP66/67 | 1 | 0.54 | 87.1055
| P769336 | X-CEE SAFETY PERFORMANCE INLET 63A 3P+E 400V 6H IP66/67 | 1 | 0.54 | 51.86
| P769337 | X-CEE SAFETY PERFORMANCE INLET 63A 3P+E 500V 7H IP66/67 | 1 | 0.538 | 87.1055
| P769338 | X-CEE SAFETY PERFORMANCE INLET 63A 3P+E >50V 12H IP66/67 | 1 | 0.54 | 87.1055
| P769339 | X-CEE SAFETY PERFORMANCE INLET 63A 3P+E 230V 9H IP66/67/68/69 | 1 | 0.54 | 87.1055
| P769340 | X-CEE SAFETY PERFORMANCE INLET 63A 3P+N+E >50V 10H IP66/67 | 1 | 0.6 | 94.08
| P769341 | X-CEE SAFETY PERFORMANCE INLET 63A 3P+N+E 440-460V 11H IP66/67 | 1 | 0.6 | 94.08
| P769342 | X-CEE SAFETY PERFORMANCE INLET 63A 3P+N+E >50V 2H IP66/67 | 1 | 0.6 | 94.08
| P769343 | X-CEE SAFETY PERFORMANCE INLET 63A 3P+N+E 380-440V 3H IP66/67 | 1 | 0.6 | 94.08
| P769344 | X-CEE SAFETY PERFORMANCE INLET 63A 3P+N+E 110V 4H IP66/67 | 1 | 0.6 | 94.08
| P769345 | X-CEE SAFETY PERFORMANCE INLET 63A 3P+N+E 690V 5H IP66/67 | 1 | 0.6 | 94.08
| P769346 | X-CEE SAFETY PERFORMANCE INLET 63A 3P+N+E 400V 6H IP66/67 | 1 | 0.6 | 56.06
| P769347 | X-CEE SAFETY PERFORMANCE INLET 63A 3P+N+E 500V 7H IP66/67 | 1 | 0.6 | 94.08
| P769349 | X-CEE SAFETY PERFORMANCE INLET 63A 3P+N+E 230V 9H IP66/67/68/69 | 1 | 0.6 | 94.08
| P769420 | X-CEE SAFETY PERFORMANCE INLET 125A 2P+E >50V 10H IP66/67 | 1 | 0.7 | 200.2764
| P769421 | X-CEE SAFETY PERFORMANCE INLET 125A 2P+E >250V 8H IP66/67 | 1 | 0.7 | 200.2764
| P769422 | X-CEE SAFETY PERFORMANCE INLET 125A 2P+E >50V 2H IP66/67 | 1 | 0.7 | 200.2764
| P769423 | X-CEE SAFETY PERFORMANCE INLET 125A 2P+E >50-250V 3H IP66/67 | 1 | 0.7 | 200.2764
| P769424 | X-CEE SAFETY PERFORMANCE INLET 125A 2P+E 110V 4H IP66/67 | 1 | 0.7 | 200.2764
| P769426 | X-CEE SAFETY PERFORMANCE INLET 125A 2P+E 230V 6H IP66/67/68/69 | 1 | 0.7 | 166.86
| P769427 | X-CEE SAFETY PERFORMANCE INLET 125A 2P+E 500V 7H IP66/67 | 1 | 0.7 | 200.2764
| P769428 | X-CEE SAFETY PERFORMANCE INLET 125A 2P+E >50V 12H IP66/67 | 1 | 0.7 | 200.2764
| P769429 | X-CEE SAFETY PERFORMANCE INLET 125A 2P+E 400V 9H IP66/67 | 1 | 0.7 | 200.2764
| P769430 | X-CEE SAFETY PERFORMANCE INLET 125A 3P+E >50V 10H IP66/67 | 1 | 0.8 | 216.0836
| P769431 | X-CEE SAFETY PERFORMANCE INLET 125A 3P+E 440-460V 11H IP66/67 | 1 | 0.8 | 216.0836
| P769432 | X-CEE SAFETY PERFORMANCE INLET 125A 3P+E >50V 2H IP66/67 | 1 | 0.8 | 216.0836
| P769433 | X-CEE SAFETY PERFORMANCE INLET 125A 3P+E 380-440V 3H IP66/67 | 1 | 0.8 | 216.0836
| P769434 | X-CEE SAFETY PERFORMANCE INLET 125A 3P+E 110V 4H IP66/67 | 1 | 0.8 | 216.0836
| P769435 | X-CEE SAFETY PERFORMANCE INLET 125A 3P+E 690V 5H IP66/67 | 1 | 0.8 | 216.0836
| P769436 | X-CEE SAFETY PERFORMANCE INLET 125A 3P+E 400V 6H IP66/67 | 1 | 0.8 | 129.77
| P769437 | X-CEE SAFETY PERFORMANCE INLET 125A 3P+E 500V 7H IP66/67 | 1 | 0.8 | 216.0836
| P769438 | X-CEE SAFETY PERFORMANCE INLET 125A 3P+E >50V 12H IP66/67 | 1 | 0.8 | 216.0836
| P769439 | X-CEE SAFETY PERFORMANCE INLET 125A 3P+E 230V 9H IP66/67/68/69 | 1 | 0.8 | 216.0836
| P769440 | X-CEE SAFETY PERFORMANCE INLET 125A 3P+N+E >50V 10H IP66/67 | 1 | 0.9 | 233.2145
| P769441 | X-CEE SAFETY PERFORMANCE INLET 125A 3P+N+E 440-460V 11H IP66/67 | 1 | 0.9 | 233.2145
| P769442 | X-CEE SAFETY PERFORMANCE INLET 125A 3P+N+E >50V 2H IP66/67 | 1 | 0.9 | 233.2145
| P769443 | X-CEE SAFETY PERFORMANCE INLET 125A 3P+N+E 380-440V 3H IP66/67 | 1 | 0.9 | 233.2145
| P769444 | X-CEE SAFETY PERFORMANCE INLET 125A 3P+N+E 110V 4H IP66/67 | 1 | 0.9 | 233.2145
| P769445 | X-CEE SAFETY PERFORMANCE INLET 125A 3P+N+E 690V 5H IP66/67 | 1 | 0.9 | 233.2145
| P769446 | X-CEE SAFETY PERFORMANCE INLET 125A 3P+N+E 400V 6H IP66/67 | 1 | 0.9 | 140.5
| P769447 | X-CEE SAFETY PERFORMANCE INLET 125A 3P+N+E 500V 7H IP66/67 | 1 | 0.9 | 233.2145
| P769449 | X-CEE SAFETY PERFORMANCE INLET 125A 3P+N+E 230V 9H IP66/67/68/69 | 1 | 0.9 | 233.2145
| P770124 | X-CEE SAFETY PERFORMANCE COUPLER 16A 2P+E 110V 4H IP66/67 | 1 | 0.245 | 38.3345
04-32-70126 | P770126 | X-CEE SAFETY PERFORMANCE COUPLER 16A 2P+E 230V 6H IP66/67/68/69 | 10 | 0.245 | 25.04
| P770129 | X-CEE SAFETY PERFORMANCE COUPLER 16A 2P+E 400V 9H IP66/67 | 1 | 0.245 | 38.6145
| P770134 | X-CEE SAFETY PERFORMANCE COUPLER 16A 3P+E 110V 4H IP66/67 | 1 | 0.273 | 43.7564
04-32-70136 | P770136 | X-CEE SAFETY PERFORMANCE COUPLER 16A 3P+E 400V 6H IP66/67 | 10 | 0.273 | 28.25
| P770137 | X-CEE SAFETY PERFORMANCE COUPLER 16A 3P+E 500V 7H IP66/67 | 1 | 0.273 | 43.7564
| P770139 | X-CEE SAFETY PERFORMANCE COUPLER 16A 3P+E 230V 9H IP66/67/68/69 | 1 | 0.273 | 43.4764
| P770144 | X-CEE SAFETY PERFORMANCE COUPLER 16A 3P+N+E 110V 4H IP66/67 | 1 | 0.347 | 50.7309
04-32-70146 | P770146 | X-CEE SAFETY PERFORMANCE COUPLER 16A 3P+N+E 400V 6H IP66/67 | 10 | 0.347 | 32.94
| P770147 | X-CEE SAFETY PERFORMANCE COUPLER 16A 3P+N+E 500V 7H IP66/67 | 1 | 0.347 | 50.7309
| P770149 | X-CEE SAFETY PERFORMANCE COUPLER 16A 3P+N+E 230V 9H IP66/67/68/69 | 1 | 0.347 | 50.7309
| P770224 | X-CEE SAFETY PERFORMANCE COUPLER 32A 2P+E 110V 4H IP66/67 | 1 | 0.372 | 59.1564
04-32-77022 6 | P770226 | X-CEE SAFETY PERFORMANCE COUPLER 32A 2P+E 230V 6H IP66/67/68/69 | 1 | 0.372 | 37.8
| P770229 | X-CEE SAFETY PERFORMANCE COUPLER 32A 2P+E 400V 9H IP66/67 | 1 | 0.372 | 59.1564
| P770233 | X-CEE CONNECTOR 3P+T 32A 380-440V 3H IP66/67/68/69 | 1 | 0.428 | 64.0436
| P770234 | X-CEE SAFETY PERFORMANCE COUPLER 32A 3P+E 110V 4H IP66/67 | 1 | 0.428 | 64.0436
04-24-77023 6 | P770236 | X-CEE SAFETY PERFORMANCE COUPLER 32A 3P+E 400V 6H IP66/67 | 5 | 0.428 | 40.72
| P770237 | X-CEE SAFETY PERFORMANCE COUPLER 32A 3P+E 500V 7H IP66/67 | 1 | 0.428 | 64.0436
| P770239 | X-CEE SAFETY PERFORMANCE COUPLER 32A 3P+E 230V 9H IP66/67/68/69 | 1 | 0.428 | 64.0436
| P770244 | X-CEE SAFETY PERFORMANCE COUPLER 32A 3P+N+E 110V 4H IP66/67 | 1 | 0.476 | 76.9491
04-32-77024 6 | P770246 | X-CEE SAFETY PERFORMANCE COUPLER 32A 3P+N+E 400V 6H IP66/67 | 5 | 0.476 | 62.0582
| P770247 | X-CEE SAFETY PERFORMANCE COUPLER 32A 3P+N+E 500V 7H IP66/67 | 1 | 0.476 | 76.9491
| P770249 | X-CEE SAFETY PERFORMANCE COUPLER 32A 3P+N+E 230V 9H IP66/67/68/69 | 1 | 0.476 | 76.9491
| P770324 | X-CEE SAFETY PERFORMANCE COUPLER 63A 2P+E 110V 4H IP66/67 | 1 | 0.997 | 144.9382
04-24-77032 6 | P770326 | X-CEE SAFETY PERFORMANCE COUPLER 63A 2P+E 230V 6H IP66/67/68/69 | 1 | 0.997 | 111.22
| P770329 | X-CEE SAFETY PERFORMANCE COUPLER 63A 2P+E 400V 9H IP66/67 | 1 | 0.997 | 148.8836
| P770334 | X-CEE SAFETY PERFORMANCE COUPLER 63A 3P+E 110V 4H IP66/67 | 1 | 0.997 | 159.4473
04-32-77033 6 | P770336 | X-CEE SAFETY PERFORMANCE COUPLER 63A 3P+E 400V 6H IP66/67 | 1 | 0.997 | 116.42
| P770337 | X-CEE SAFETY PERFORMANCE COUPLER 63A 3P+E 500V 7H IP66/67 | 1 | 0.997 | 158.1236
| P770339 | X-CEE SAFETY PERFORMANCE COUPLER 63A 3P+E 230V 9H IP66/67/68/69 | 1 | 0.997 | 159.4473
| P770344 | X-CEE SAFETY PERFORMANCE COUPLER 63A 3P+N+E 110V 4H IP66/67 | 1 | 1.161 | 169.9855
04-24-77034 6 | P770346 | X-CEE SAFETY PERFORMANCE COUPLER 63A 3P+N+E 400V 6H IP66/67 | 1 | 1.161 | 123.07
| P770347 | X-CEE SAFETY PERFORMANCE COUPLER 63A 3P+N+E 500V 7H IP66/67 | 1 | 1.161 | 166.0145
| P770349 | X-CEE SAFETY PERFORMANCE COUPLER 63A 3P+N+E 230V 9H IP66/67/68/69 | 1 | 1.161 | 169.9855
| P770434 | X-CEE SAFETY PERFORMANCE COUPLER 125A 3P+E 110V 4H IP66/67 | 1 | 1.683 | 322.8145
04-24-77043 6 | P770436 | X-CEE SAFETY PERFORMANCE COUPLER 125A 3P+E 400V 6H IP66/67 | 1 | 1.683 | 132.7
| P770437 | X-CEE SAFETY PERFORMANCE COUPLER 125A 3P+E 500V 7H IP66/67 | 1 | 1.683 | 285.9309
| P770439 | X-CEE SAFETY PERFORMANCE COUPLER 125A 3P+E 230V 9H IP66/67/68/69 | 1 | 1.683 | 322.8145
| P770444 | X-CEE SAFETY PERFORMANCE COUPLER 125A 3P+N+E 110V 4H IP66/67 | 1 | 1.832 | 347.8618
04-32-77044 6 | P770446 | X-CEE SAFETY PERFORMANCE COUPLER 125A 3P+N+E 400V 6H IP66/67 | 1 | 1.832 | 208.59
| P770447 | X-CEE SAFETY PERFORMANCE COUPLER 125A 3P+N+E 500V 7H IP66/67 | 1 | 1.832 | 313.6
| P770449 | X-CEE SAFETY PERFORMANCE COUPLER 125A 3P+N+E 230V 9H IP66/67/68/69 | 1 | 1.832 | 347.8618
| P772124 | X-CEE SAFETY PERFORMANCE STRAIGHT PANEL MOUNTED SOCKET 16A 2P+E 110V 4H IP66/67 | 1 | 0.229 | 33.3455
| P772126 | X-CEE SAFETY PERFORMANCE STRAIGHT PANEL MOUNTED SOCKET 16A 2P+E 230V 6H IP66/67/68/69 | 10 | 0.229 | 20.89
| P772129 | X-CEE SAFETY PERFORMANCE STRAIGHT PANEL MOUNTED SOCKET 16A 2P+E 400V 9H IP66/67 | 1 | 0.229 | 33.4727
| P772134 | X-CEE SAFETY PERFORMANCE STRAIGHT PANEL MOUNTED SOCKET 16A 3P+E 110V 4H IP66/67 | 1 | 0.228 | 36.8836
| P772136 | X-CEE SAFETY PERFORMANCE STRAIGHT PANEL MOUNTED SOCKET 16A 3P+E 400V 6H IP66/67 | 1 | 0.228 | 23.1
| P772137 | X-CEE SAFETY PERFORMANCE STRAIGHT PANEL MOUNTED SOCKET 16A 3P+E 500V 7H IP66/67 | 1 | 0.228 | 36.8836
| P772139 | X-CEE SAFETY PERFORMANCE STRAIGHT PANEL MOUNTED SOCKET 16A 3P+E 230V 9H IP66/67/68/69 | 1 | 0.228 | 36.7564
| P772144 | X-CEE SAFETY PERFORMANCE STRAIGHT PANEL MOUNTED SOCKET 16A 3P+N+E 110V 4H IP66/67 | 1 | 0.346 | 45.2073
| P772146 | X-CEE SAFETY PERFORMANCE STRAIGHT PANEL MOUNTED SOCKET 16A 3P+N+E 400V 6H IP66/67 | 1 | 0.346 | 28.79
| P772147 | X-CEE SAFETY PERFORMANCE STRAIGHT PANEL MOUNTED SOCKET 16A 3P+N+E 500V 7H IP66/67 | 1 | 0.346 | 45.2073
| P772149 | X-CEE SAFETY PERFORMANCE STRAIGHT PANEL MOUNTED SOCKET 16A 3P+N+E 230V 9H IP66/67/68/69 | 1 | 0.346 | 45.2073
| P772224 | X-CEE SAFETY PERFORMANCE STRAIGHT PANEL MOUNTED SOCKET 32A 2P+E 110V 4H IP66/67 | 1 | 0.392 | 53.6327
| P772226 | X-CEE SAFETY PERFORMANCE STRAIGHT PANEL MOUNTED SOCKET 32A 2P+E 230V 6H IP66/67/68/69 | 1 | 0.392 | 34.09
| P772229 | X-CEE SAFETY PERFORMANCE STRAIGHT PANEL MOUNTED SOCKET 32A 2P+E 400V 9H IP66/67 | 1 | 0.392 | 53.6327
| P772233 | X-CEE STRAIGHT SOCKET 3P+T 32A 380-440V 3H IP66/67/68/69 | 1 | 0.323 | 59.1564
| P772234 | X-CEE SAFETY PERFORMANCE STRAIGHT PANEL MOUNTED SOCKET 32A 3P+E 110V 4H IP66/67 | 1 | 0.323 | 59.1564
| P772236 | X-CEE SAFETY PERFORMANCE STRAIGHT PANEL MOUNTED SOCKET 32A 3P+E 400V 6H IP66/67 | 1 | 0.323 | 36.55
| P772237 | X-CEE SAFETY PERFORMANCE STRAIGHT PANEL MOUNTED SOCKET 32A 3P+E 500V 7H IP66/67 | 1 | 0.323 | 59.1564
| P772239 | X-CEE SAFETY PERFORMANCE STRAIGHT PANEL MOUNTED SOCKET 32A 3P+E 230V 9H IP66/67/68/69 | 1 | 0.323 | 59.1564
| P772244 | X-CEE SAFETY PERFORMANCE STRAIGHT PANEL MOUNTED SOCKET 32A 3P+N+E 110V 4H IP66/67 | 1 | 0.414 | 65.6218
| P772246 | X-CEE SAFETY PERFORMANCE STRAIGHT PANEL MOUNTED SOCKET 32A 3P+N+E 400V 6H IP66/67 | 1 | 0.414 | 40.72
| P772247 | X-CEE SAFETY PERFORMANCE STRAIGHT PANEL MOUNTED SOCKET 32A 3P+N+E 500V 7H IP66/67 | 1 | 0.416 | 65.6218
| P772249 | X-CEE SAFETY PERFORMANCE STRAIGHT PANEL MOUNTED SOCKET 32A 3P+N+E 230V 9H IP66/67/68/69 | 1 | 0.417 | 65.6218
| P772324 | X-CEE SAFETY PERFORMANCE STRAIGHT PANEL MOUNTED SOCKET 63A 2P+E 110V 4H IP66/67 | 1 | 0.75 | 121.3673
| P772326 | X-CEE SAFETY PERFORMANCE STRAIGHT PANEL MOUNTED SOCKET 63A 2P+E 230V 6H IP66/67/68/69 | 1 | 0.75 | 89.69
| P772329 | X-CEE SAFETY PERFORMANCE STRAIGHT PANEL MOUNTED SOCKET 63A 2P+E 400V 9H IP66/67 | 1 | 0.75 | 125.3127
| P772334 | X-CEE SAFETY PERFORMANCE STRAIGHT PANEL MOUNTED SOCKET 63A 3P+E 110V 4H IP66/67 | 1 | 0.948 | 135.7236
| P772336 | X-CEE SAFETY PERFORMANCE STRAIGHT PANEL MOUNTED SOCKET 63A 3P+E 400V 6H IP66/67 | 1 | 0.948 | 96.81
| P772337 | X-CEE SAFETY PERFORMANCE STRAIGHT PANEL MOUNTED SOCKET 63A 3P+E 500V 7H IP66/67 | 1 | 0.948 | 135.7236
| P772339 | X-CEE SAFETY PERFORMANCE STRAIGHT PANEL MOUNTED SOCKET 63A 3P+E 230V 9H IP66/67/68/69 | 1 | 0.948 | 135.7236
| P772344 | X-CEE SAFETY PERFORMANCE STRAIGHT PANEL MOUNTED SOCKET 63A 3P+N+E 110V 4H IP66/67 | 1 | 1.027 | 144.9382
| P772346 | X-CEE SAFETY PERFORMANCE STRAIGHT PANEL MOUNTED SOCKET 63A 3P+N+E 400V 6H IP66/67 | 1 | 1.027 | 103.75
| P772347 | X-CEE SAFETY PERFORMANCE STRAIGHT PANEL MOUNTED SOCKET 63A 3P+N+E 500V 7H IP66/67 | 1 | 1.027 | 144.9382
| P772349 | X-CEE SAFETY PERFORMANCE STRAIGHT PANEL MOUNTED SOCKET 63A 3P+N+E 230V 9H IP66/67/68/69 | 1 | 1.029 | 144.9382
| P772434 | X-CEE SAFETY PERFORMANCE STRAIGHT PANEL MOUNTED SOCKET 125A 3P+E 110V 4H IP66/67 | 1 | 1.44 | 296.4691
04-24-77243 6 | P772436 | X-CEE SAFETY PERFORMANCE STRAIGHT PANEL MOUNTED SOCKET 125A 3P+E 400V 6H IP66/67 | 1 | 1.44 | 167.9
| P772437 | X-CEE SAFETY PERFORMANCE STRAIGHT PANEL MOUNTED SOCKET 125A 3P+E 500V 7H IP66/67 | 1 | 1.44 | 287.2545
| P772439 | X-CEE SAFETY PERFORMANCE STRAIGHT PANEL MOUNTED SOCKET 125A 3P+E 230V 9H IP66/67/68/69 | 1 | 1.44 | 296.4691
| P772444 | X-CEE SAFETY PERFORMANCE STRAIGHT PANEL MOUNTED SOCKET 125A 3P+N+E 110V 4H IP66/67 | 1 | 1.579 | 322.8145
04-24-77244 6 | P772446 | X-CEE SAFETY PERFORMANCE STRAIGHT PANEL MOUNTED SOCKET 125A 3P+N+E 400V 6H IP66/67 | 1 | 1.579 | 145.14
| P772447 | X-CEE SAFETY PERFORMANCE STRAIGHT PANEL MOUNTED SOCKET 125A 3P+N+E 500V 7H IP66/67 | 1 | 1.585 | 313.6
| P772449 | X-CEE SAFETY PERFORMANCE STRAIGHT PANEL MOUNTED SOCKET 125A 3P+N+E 230V 9H IP66/67/68/69 | 1 | 1.585 | 322.8145
| P773124 | X-CEE SAFETY PERFORMANCE 20° ANGLED PANEL MOUNTED SOCKET 16A 2P+E 110V 4H IP66/67 | 1 | 0.193 | 33.3455
| P773126 | X-CEE SAFETY PERFORMANCE 20° ANGLED PANEL MOUNTED SOCKET 16A 2P+E 230V 6H IP66/67/68/69 | 10 | 0.193 | 20.89
| P773129 | X-CEE SAFETY PERFORMANCE 20° ANGLED PANEL MOUNTED SOCKET 16A 2P+E 400V 9H IP66/67 | 1 | 0.193 | 33.4727
| P773134 | X-CEE SAFETY PERFORMANCE 20° ANGLED PANEL MOUNTED SOCKET 16A 3P+E 110V 4H IP66/67 | 1 | 0.228 | 36.8836
| P773136 | X-CEE SAFETY PERFORMANCE 20° ANGLED PANEL MOUNTED SOCKET 16A 3P+E 400V 6H IP66/67 | 1 | 0.228 | 23.1
| P773137 | X-CEE SAFETY PERFORMANCE 20° ANGLED PANEL MOUNTED SOCKET 16A 3P+E 500V 7H IP66/67 | 1 | 0.228 | 36.8836
| P773139 | X-CEE SAFETY PERFORMANCE 20° ANGLED PANEL MOUNTED SOCKET 16A 3P+E 230V 9H IP66/67/68/69 | 1 | 0.228 | 36.7564
| P773144 | X-CEE SAFETY PERFORMANCE 20° ANGLED PANEL MOUNTED SOCKET 16A 3P+N+E 110V 4H IP66/67 | 1 | 0.279 | 45.2073
| P773146 | X-CEE SAFETY PERFORMANCE 20° ANGLED PANEL MOUNTED SOCKET 16A 3P+N+E 400V 6H IP66/67 | 1 | 0.279 | 28.79
| P773147 | X-CEE SAFETY PERFORMANCE 20° ANGLED PANEL MOUNTED SOCKET 16A 3P+N+E 500V 7H IP66/67 | 1 | 0.279 | 45.2073
| P773149 | X-CEE SAFETY PERFORMANCE 20° ANGLED PANEL MOUNTED SOCKET 16A 3P+N+E 230V 9H IP66/67/68/69 | 1 | 0.279 | 45.2073
| P773224 | X-CEE SAFETY PERFORMANCE 20° ANGLED PANEL MOUNTED SOCKET 32A 2P+E 110V 4H IP66/67 | 1 | 0.306 | 53.6327
| P773226 | X-CEE SAFETY PERFORMANCE 20° ANGLED PANEL MOUNTED SOCKET 32A 2P+E 230V 6H IP66/67/68/69 | 1 | 0.306 | 34.09
| P773229 | X-CEE SAFETY PERFORMANCE 20° ANGLED PANEL MOUNTED SOCKET 32A 2P+E 400V 9H IP66/67 | 1 | 0.306 | 53.6327
| P773233 | X-CEE ANGLED SOCKET 3P+T 32A 380-440V 3H IP66/67/68/69 | 1 | 0.319 | 59.1564
| P773234 | X-CEE SAFETY PERFORMANCE 20° ANGLED PANEL MOUNTED SOCKET 32A 3P+E 110V 4H IP66/67 | 1 | 0.319 | 59.1564
| P773236 | X-CEE SAFETY PERFORMANCE 20° ANGLED PANEL MOUNTED SOCKET 32A 3P+E 400V 6H IP66/67 | 1 | 0.319 | 36.55
| P773237 | X-CEE SAFETY PERFORMANCE 20° ANGLED PANEL MOUNTED SOCKET 32A 3P+E 500V 7H IP66/67 | 1 | 0.319 | 59.1564
| P773239 | X-CEE SAFETY PERFORMANCE 20° ANGLED PANEL MOUNTED SOCKET 32A 3P+E 230V 9H IP66/67/68/69 | 1 | 0.319 | 59.1564
| P773244 | X-CEE SAFETY PERFORMANCE 20° ANGLED PANEL MOUNTED SOCKET 32A 3P+N+E 110V 4H IP66/67 | 1 | 0.423 | 65.6218
| P773246 | X-CEE SAFETY PERFORMANCE 20° ANGLED PANEL MOUNTED SOCKET 32A 3P+N+E 400V 6H IP66/67 | 1 | 0.423 | 40.72
| P773247 | X-CEE SAFETY PERFORMANCE 20° ANGLED PANEL MOUNTED SOCKET 32A 3P+N+E 500V 7H IP66/67 | 1 | 0.423 | 65.6218
| P773249 | X-CEE SAFETY PERFORMANCE 20° ANGLED PANEL MOUNTED SOCKET 32A 3P+N+E 230V 9H IP66/67/68/69 | 1 | 0.423 | 65.6218
| P773324 | X-CEE SAFETY PERFORMANCE 20° ANGLED PANEL MOUNTED SOCKET 63A 2P+E 110V 4H IP66/67 | 1 | 0.75 | 121.3673
| P773326 | X-CEE SAFETY PERFORMANCE 20° ANGLED PANEL MOUNTED SOCKET 63A 2P+E 230V 6H IP66/67/68/69 | 1 | 0.75 | 89.69
| P773329 | X-CEE SAFETY PERFORMANCE 20° ANGLED PANEL MOUNTED SOCKET 63A 2P+E 400V 9H IP66/67 | 1 | 0.75 | 125.3127
| P773334 | X-CEE SAFETY PERFORMANCE 20° ANGLED PANEL MOUNTED SOCKET 63A 3P+E 110V 4H IP66/67 | 1 | 0.946 | 135.7236
| P773336 | X-CEE SAFETY PERFORMANCE 20° ANGLED PANEL MOUNTED SOCKET 63A 3P+E 400V 6H IP66/67 | 1 | 0.946 | 96.81
| P773337 | X-CEE SAFETY PERFORMANCE 20° ANGLED PANEL MOUNTED SOCKET 63A 3P+E 500V 7H IP66/67 | 1 | 0.946 | 135.7236
| P773339 | X-CEE SAFETY PERFORMANCE 20° ANGLED PANEL MOUNTED SOCKET 63A 3P+E 230V 9H IP66/67/68/69 | 1 | 0.946 | 135.7236
| P773344 | X-CEE SAFETY PERFORMANCE 20° ANGLED PANEL MOUNTED SOCKET 63A 3P+N+E 110V 4H IP66/67 | 1 | 1.018 | 144.9382
| P773346 | X-CEE SAFETY PERFORMANCE 20° ANGLED PANEL MOUNTED SOCKET 63A 3P+N+E 400V 6H IP66/67 | 1 | 1.018 | 128.3418
| P773347 | X-CEE SAFETY PERFORMANCE 20° ANGLED PANEL MOUNTED SOCKET 63A 3P+N+E 500V 7H IP66/67 | 1 | 1.018 | 144.9382
| P773349 | X-CEE SAFETY PERFORMANCE 20° ANGLED PANEL MOUNTED SOCKET 63A 3P+N+E 230V 9H IP66/67/68/69 | 1 | 1.018 | 144.9382
| P773434 | X-CEE SAFETY PERFORMANCE 20° ANGLED PANEL MOUNTED SOCKET 125A 3P+E 110V 4H IP66/67 | 1 | 1.44 | 304.3855
04-24-77343 6 | P773436 | X-CEE SAFETY PERFORMANCE 20° ANGLED PANEL MOUNTED SOCKET 125A 3P+E 400V 6H IP66/67 | 1 | 1.44 | 153.4
| P773437 | X-CEE SAFETY PERFORMANCE 20° ANGLED PANEL MOUNTED SOCKET 125A 3P+E 500V 7H IP66/67 | 1 | 1.44 | 296.4691
| P773439 | X-CEE SAFETY PERFORMANCE 20° ANGLED PANEL MOUNTED SOCKET 125A 3P+E 230V 9H IP66/67/68/69 | 1 | 1.44 | 304.3855
| P773444 | X-CEE SAFETY PERFORMANCE 20° ANGLED PANEL MOUNTED SOCKET 125A 3P+N+E 110V 4H IP66/67 | 1 | 1.612 | 330.7309
04-24-77344 6 | P773446 | X-CEE SAFETY PERFORMANCE 20° ANGLED PANEL MOUNTED SOCKET 125A 3P+N+E 400V 6H IP66/67 | 1 | 1.612 | 148.33
| P773447 | X-CEE SAFETY PERFORMANCE 20° ANGLED PANEL MOUNTED SOCKET 125A 3P+N+E 500V 7H IP66/67 | 1 | 1.612 | 313.6
| P773449 | X-CEE SAFETY PERFORMANCE 20° ANGLED PANEL MOUNTED SOCKET 125A 3P+N+E 230V 9H IP66/67/68/69 | 1 | 1.567 | 330.7309
| P776124 | X-CEE SAFETY PERFORMANCE 65° ANGLED WALL MOUNTED SOCKET 16A 2P+E 110V 4H IP66/67 | 1 | 0.7 | 102.9127
04-24-77612 6 | P776126 | X-CEE SAFETY PERFORMANCE 65° ANGLED WALL MOUNTED SOCKET 16A 2P+E 230V 6H IP66/67/68/69 | 1 | 0.7 | 84.71
| P776129 | X-CEE SAFETY PERFORMANCE 65° ANGLED WALL MOUNTED SOCKET 16A 2P+E 400V 9H IP66/67 | 1 | 0.7 | 104.2364
| P776134 | X-CEE SAFETY PERFORMANCE 65° ANGLED WALL MOUNTED SOCKET 16A 3P+E 110V 4H IP66/67 | 1 | 0.75 | 107.7745
04-24-76136 | P776136 | X-CEE SAFETY PERFORMANCE 65° ANGLED WALL MOUNTED SOCKET 16A 3P+E 400V 6H IP66/67 | 1 | 0.75 | 87.16
| P776137 | X-CEE SAFETY PERFORMANCE 65° ANGLED WALL MOUNTED SOCKET 16A 3P+E 500V 7H IP66/67 | 1 | 0.75 | 107.7745
| P776139 | X-CEE SAFETY PERFORMANCE 65° ANGLED WALL MOUNTED SOCKET 16A 3P+E 230V 9H IP66/67/68/69 | 1 | 0.75 | 106.4764
| P776144 | X-CEE SAFETY PERFORMANCE 65° ANGLED WALL MOUNTED SOCKET 16A 3P+N+E 110V 4H IP66/67 | 1 | 0.8 | 115.5636
04-24-76146 | P776146 | X-CEE SAFETY PERFORMANCE 65° ANGLED WALL MOUNTED SOCKET 16A 3P+N+E 400V 6H IP66/67 | 1 | 0.8 | 93.05
| P776147 | X-CEE SAFETY PERFORMANCE 65° ANGLED WALL MOUNTED SOCKET 16A 3P+N+E 500V 7H IP66/67 | 1 | 0.8 | 115.5636
| P776149 | X-CEE SAFETY PERFORMANCE 65° ANGLED WALL MOUNTED SOCKET 16A 3P+N+E 230V 9H IP66/67/68/69 | 1 | 0.8 | 115.5636
| P776224 | X-CEE SAFETY PERFORMANCE 65° ANGLED WALL MOUNTED SOCKET 32A 2P+E 110V 4H IP66/67 | 1 | 0.8 | 123.3273
04-24-77622 6 | P776226 | X-CEE SAFETY PERFORMANCE 65° ANGLED WALL MOUNTED SOCKET 32A 2P+E 230V 6H IP66/67/68/69 | 1 | 0.8 | 97.89
| P776229 | X-CEE SAFETY PERFORMANCE 65° ANGLED WALL MOUNTED SOCKET 32A 2P+E 400V 9H IP66/67 | 1 | 0.786 | 123.3273
| P776233 | X-CEE WALL MOUNTING SOCKET 3P+T 32A 380-440V 3H IP66/67/68/69 | 1 | 0.85 | 128.0873
| P776234 | X-CEE SAFETY PERFORMANCE 65° ANGLED WALL MOUNTED SOCKET 32A 3P+E 110V 4H IP66/67 | 1 | 0.85 | 128.0873
04-24-77623 6 | P776236 | X-CEE SAFETY PERFORMANCE 65° ANGLED WALL MOUNTED SOCKET 32A 3P+E 400V 6H IP66/67 | 1 | 0.85 | 100.69
| P776237 | X-CEE SAFETY PERFORMANCE 65° ANGLED WALL MOUNTED SOCKET 32A 3P+E 500V 7H IP66/67 | 1 | 0.85 | 128.0873
| P776239 | X-CEE SAFETY PERFORMANCE 65° ANGLED WALL MOUNTED SOCKET 32A 3P+E 230V 9H IP66/67/68/69 | 1 | 0.85 | 128.0873
| P776244 | X-CEE SAFETY PERFORMANCE 65° ANGLED WALL MOUNTED SOCKET 32A 3P+N+E 110V 4H IP66/67 | 1 | 1.5 | 158.1236
04-24-77624 6 | P776246 | X-CEE SAFETY PERFORMANCE 65° ANGLED WALL MOUNTED SOCKET 32A 3P+N+E 400V 6H IP66/67 | 1 | 1.5 | 126.26
| P776247 | X-CEE SAFETY PERFORMANCE 65° ANGLED WALL MOUNTED SOCKET 32A 3P+N+E 500V 7H IP66/67 | 1 | 1.5 | 158.1236
| P776249 | X-CEE SAFETY PERFORMANCE 65° ANGLED WALL MOUNTED SOCKET 32A 3P+N+E 230V 9H IP66/67/68/69 | 1 | 1.5 | 158.1236
| P776324 | X-CEE SAFETY PERFORMANCE 65° ANGLED WALL MOUNTED SOCKET 63A 2P+E 110V 4H IP66/67 | 1 | 1.8 | 209.5164
04-24-77632 6 | P776326 | X-CEE SAFETY PERFORMANCE 65° ANGLED WALL MOUNTED SOCKET 63A 2P+E 230V 6H IP66/67/68/69 | 1 | 1.8 | 172.46
| P776329 | X-CEE SAFETY PERFORMANCE 65° ANGLED WALL MOUNTED SOCKET 63A 2P+E 400V 9H IP66/67 | 1 | 1.8 | 213.4618
| P776334 | X-CEE SAFETY PERFORMANCE 65° ANGLED WALL MOUNTED SOCKET 63A 3P+E 110V 4H IP66/67 | 1 | 1.9 | 222.6764
04-24-77633 6 | P776336 | X-CEE SAFETY PERFORMANCE 65° ANGLED WALL MOUNTED SOCKET 63A 3P+E 400V 6H IP66/67 | 1 | 1.9 | 179.4
| P776337 | X-CEE SAFETY PERFORMANCE 65° ANGLED WALL MOUNTED SOCKET 63A 3P+E 500V 7H IP66/67 | 1 | 1.9 | 222.6764
| P776339 | X-CEE SAFETY PERFORMANCE 65° ANGLED WALL MOUNTED SOCKET 63A 3P+E 230V 9H IP66/67/68/69 | 1 | 1.9 | 222.6764
| P776344 | X-CEE SAFETY PERFORMANCE 65° ANGLED WALL MOUNTED SOCKET 63A 3P+N+E 110V 4H IP66/67 | 1 | 1.8 | 230.5927
04-24-77634 6 | P776346 | X-CEE SAFETY PERFORMANCE 65° ANGLED WALL MOUNTED SOCKET 63A 3P+N+E 400V 6H IP66/67 | 1 | 1.8 | 186.35
| P776347 | X-CEE SAFETY PERFORMANCE 65° ANGLED WALL MOUNTED SOCKET 63A 3P+N+E 500V 7H IP66/67 | 1 | 1.8 | 230.5927
| P776349 | X-CEE SAFETY PERFORMANCE 65° ANGLED WALL MOUNTED SOCKET 63A 3P+N+E 230V 9H IP66/67/68/69 | 1 | 1.8 | 230.5927
| P776434 | X-CEE SAFETY PERFORMANCE 80° ANGLED WALL MOUNTED SOCKET 125A 3P+E 110V 4H IP66/67 | 1 | 2.4 | 407.1455
04-24-77643 6 | P776436 | X-CEE SAFETY PERFORMANCE 80° ANGLED WALL MOUNTED SOCKET 125A 3P+E 400V 6H IP66/67 | 1 | 2.4 | 162
| P776437 | X-CEE SAFETY PERFORMANCE 80° ANGLED WALL MOUNTED SOCKET 125A 3P+E 500V 7H IP66/67 | 1 | 2.4 | 407.1455
| P776439 | X-CEE SAFETY PERFORMANCE 80° ANGLED WALL MOUNTED SOCKET 125A 3P+E 230V 9H IP66/67/68/69 | 1 | 2.4 | 407.1455
| P776444 | X-CEE SAFETY PERFORMANCE 80° ANGLED WALL MOUNTED SOCKET 125A 3P+N+E 110V 4H IP66/67 | 1 | 2.5 | 428.2473
04-24-77644 6 | P776446 | X-CEE SAFETY PERFORMANCE 80° ANGLED WALL MOUNTED SOCKET 125A 3P+N+E 400V 6H IP66/67 | 1 | 2.5 | 226.75
| P776447 | X-CEE SAFETY PERFORMANCE 80° ANGLED WALL MOUNTED SOCKET 125A 3P+N+E 500V 7H IP66/67 | 1 | 2.5 | 428.2473
| P776449 | X-CEE SAFETY PERFORMANCE 80° ANGLED WALL MOUNTED SOCKET 125A 3P+N+E 230V 9H IP66/67/68/69 | 1 | 2.5 | 428.2473
| P779120 | X-CEE SAFETY PERFORMANCE SOCKET 16A 2P+E >50V 10H IP66/67 | 1 | 0.15 | 26.2182
| P779121 | X-CEE SAFETY PERFORMANCE SOCKET 16A 2P+E >250V 8H IP66/67 | 1 | 0.15 | 26.2182
| P779122 | X-CEE SAFETY PERFORMANCE SOCKET 16A 2P+E >50V 2H IP66/67 | 1 | 0.15 | 26.2182
| P779123 | X-CEE SAFETY PERFORMANCE SOCKET 16A 2P+E >50-250V 3H IP66/67 | 1 | 0.15 | 26.2182
| P779124 | X-CEE SAFETY PERFORMANCE SOCKET 16A 2P+E 110V 4H IP66/67 | 1 | 0.15 | 26.2182
| P779126 | X-CEE SAFETY PERFORMANCE SOCKET 16A 2P+E 230V 6H IP66/67/68/69 | 1 | 0.15 | 15.44
| P779127 | X-CEE SAFETY PERFORMANCE SOCKET 16A 2P+E 500V 7H IP66/67 | 1 | 0.15 | 26.2182
| P779128 | X-CEE SAFETY PERFORMANCE SOCKET 16A 2P+E >50V 12H IP66/67 | 1 | 0.15 | 26.2182
| P779129 | X-CEE SAFETY PERFORMANCE SOCKET 16A 2P+E 400V 9H IP66/67 | 1 | 0.15 | 26.2182
| P779130 | X-CEE SAFETY PERFORMANCE SOCKET 16A 3P+E >50V 10H IP66/67 | 1 | 0.2 | 29.5273
| P779131 | X-CEE SAFETY PERFORMANCE SOCKET 16A 3P+E 440-460V 11H IP66/67 | 1 | 0.2 | 29.5273
| P779132 | X-CEE SAFETY PERFORMANCE SOCKET 16A 3P+E >50V 2H IP66/67 | 1 | 0.2 | 29.5273
| P779133 | X-CEE SAFETY PERFORMANCE SOCKET 16A 3P+E 380-440V 3H IP66/67 | 1 | 0.2 | 29.5273
| P779134 | X-CEE SAFETY PERFORMANCE SOCKET 16A 3P+E 110V 4H IP66/67 | 1 | 0.2 | 29.5273
| P779135 | X-CEE SAFETY PERFORMANCE SOCKET 16A 3P+E 690V 5H IP66/67 | 1 | 0.2 | 29.5273
| P779136 | X-CEE SAFETY PERFORMANCE SOCKET 16A 3P+E 400V 6H IP66/67 | 1 | 0.2 | 19.29
| P779137 | X-CEE SAFETY PERFORMANCE SOCKET 16A 3P+E 500V 7H IP66/67 | 1 | 0.2 | 29.5273
| P779138 | X-CEE SAFETY PERFORMANCE SOCKET 16A 3P+E >50V 12H IP66/67 | 1 | 0.2 | 29.5273
| P779139 | X-CEE SAFETY PERFORMANCE SOCKET 16A 3P+E 230V 9H IP66/67/68/69 | 1 | 0.2 | 29.5273
| P779140 | X-CEE SAFETY PERFORMANCE SOCKET 16A 3P+N+E >50V 10H IP66/67 | 1 | 0.25 | 33.3455
| P779141 | X-CEE SAFETY PERFORMANCE SOCKET 16A 3P+N+E 440-460V 11H IP66/67 | 1 | 0.25 | 33.3455
| P779142 | X-CEE SAFETY PERFORMANCE SOCKET 16A 3P+N+E >50V 2H IP66/67 | 1 | 0.25 | 33.3455
| P779143 | X-CEE SAFETY PERFORMANCE SOCKET 16A 3P+N+E 380-440V 3H IP66/67 | 1 | 0.25 | 33.3455
| P779144 | X-CEE SAFETY PERFORMANCE SOCKET 16A 3P+N+E 110V 4H IP66/67 | 1 | 0.25 | 33.3455
| P779145 | X-CEE SAFETY PERFORMANCE SOCKET 16A 3P+N+E 690V 5H IP66/67 | 1 | 0.25 | 33.3455
| P779146 | X-CEE SAFETY PERFORMANCE SOCKET 16A 3P+N+E 400V 6H IP66/67 | 1 | 0.25 | 22.2136
| P779147 | X-CEE SAFETY PERFORMANCE SOCKET 16A 3P+N+E 500V 7H IP66/67 | 1 | 0.25 | 33.3455
| P779149 | X-CEE SAFETY PERFORMANCE SOCKET 16A 3P+N+E 230V 9H IP66/67/68/69 | 1 | 0.25 | 33.3455
| P779220 | X-CEE SAFETY PERFORMANCE SOCKET 32A 2P+E >50V 10H IP66/67 | 1 | 0.25 | 41.6436
| P779221 | X-CEE SAFETY PERFORMANCE SOCKET 32A 2P+E >250V 8H IP66/67 | 1 | 0.25 | 41.6436
| P779222 | X-CEE SAFETY PERFORMANCE SOCKET 32A 2P+E >50V 2H IP66/67 | 1 | 0.25 | 41.6436
| P779223 | X-CEE SAFETY PERFORMANCE SOCKET 32A 2P+E >50-250V 3H IP66/67 | 1 | 0.25 | 41.6436
| P779224 | X-CEE SAFETY PERFORMANCE SOCKET 32A 2P+E 110V 4H IP66/67 | 1 | 0.25 | 41.6436
| P779226 | X-CEE SAFETY PERFORMANCE SOCKET 32A 2P+E 230V 6H IP66/67/68/69 | 1 | 0.25 | 24.72
| P779227 | X-CEE SAFETY PERFORMANCE SOCKET 32A 2P+E 500V 7H IP66/67 | 1 | 0.25 | 41.6436
| P779228 | X-CEE SAFETY PERFORMANCE SOCKET 32A 2P+E >50V 12H IP66/67 | 1 | 0.25 | 41.6436
| P779229 | X-CEE SAFETY PERFORMANCE SOCKET 32A 2P+E 400V 9H IP66/67 | 1 | 0.25 | 41.6436
| P779230 | X-CEE SAFETY PERFORMANCE SOCKET 32A 3P+E >50V 10H IP66/67 | 1 | 0.3 | 47.1673
| P779231 | X-CEE SAFETY PERFORMANCE SOCKET 32A 3P+E 440-460V 11H IP66/67 | 1 | 0.3 | 47.1673
| P779232 | X-CEE SAFETY PERFORMANCE SOCKET 32A 3P+E >50V 2H IP66/67 | 1 | 0.3 | 47.1673
| P779233 | X-CEE SAFETY PERFORMANCE SOCKET 32A 3P+E 380-440V 3H IP66/67 | 1 | 0.3 | 47.1673
| P779234 | X-CEE SAFETY PERFORMANCE SOCKET 32A 3P+E 110V 4H IP66/67 | 1 | 0.3 | 47.1673
| P779235 | X-CEE SAFETY PERFORMANCE SOCKET 32A 3P+E 690V 5H IP66/67 | 1 | 0.3 | 47.1673
| P779236 | X-CEE SAFETY PERFORMANCE SOCKET 32A 3P+E 400V 6H IP66/67 | 1 | 0.3 | 27.96
| P779237 | X-CEE SAFETY PERFORMANCE SOCKET 32A 3P+E 500V 7H IP66/67 | 1 | 0.3 | 47.1673
| P779238 | X-CEE SAFETY PERFORMANCE SOCKET 32A 3P+E >50V 12H IP66/67 | 1 | 0.3 | 47.1673
| P779239 | X-CEE SAFETY PERFORMANCE SOCKET 32A 3P+E 230V 9H IP66/67/68/69 | 1 | 0.3 | 47.1673
| P779240 | X-CEE SAFETY PERFORMANCE SOCKET 32A 3P+N+E >50V 10H IP66/67 | 1 | 0.35 | 51.9273
| P779241 | X-CEE SAFETY PERFORMANCE SOCKET 32A 3P+N+E 440-460V 11H IP66/67 | 1 | 0.35 | 51.9273
| P779242 | X-CEE SAFETY PERFORMANCE SOCKET 32A 3P+N+E >50V 2H IP66/67 | 1 | 0.35 | 51.9273
| P779243 | X-CEE SAFETY PERFORMANCE SOCKET 32A 3P+N+E 380-440V 3H IP66/67 | 1 | 0.35 | 51.9273
| P779244 | X-CEE SAFETY PERFORMANCE SOCKET 32A 3P+N+E 110V 4H IP66/67 | 1 | 0.35 | 51.9273
| P779245 | X-CEE SAFETY PERFORMANCE SOCKET 32A 3P+N+E 690V 5H IP66/67 | 1 | 0.35 | 51.9273
| P779246 | X-CEE SAFETY PERFORMANCE SOCKET 32A 3P+N+E 400V 6H IP66/67 | 1 | 0.35 | 31
| P779247 | X-CEE SAFETY PERFORMANCE SOCKET 32A 3P+N+E 500V 7H IP66/67 | 1 | 0.35 | 51.9273
| P779249 | X-CEE SAFETY PERFORMANCE SOCKET 32A 3P+N+E 230V 9H IP66/67/68/69 | 1 | 0.35 | 51.9273
| P779320 | X-CEE SAFETY PERFORMANCE SOCKET 63A 2P+E >50V 10H IP66/67 | 1 | 0.75 | 110.6764
| P779321 | X-CEE SAFETY PERFORMANCE SOCKET 63A 2P+E >250V 8H IP66/67 | 1 | 0.75 | 110.6764
| P779322 | X-CEE SAFETY PERFORMANCE SOCKET 63A 2P+E >50V 2H IP66/67 | 1 | 0.75 | 110.6764
| P779323 | X-CEE SAFETY PERFORMANCE SOCKET 63A 2P+E >50-250V 3H IP66/67 | 1 | 0.75 | 110.6764
| P779324 | X-CEE SAFETY PERFORMANCE SOCKET 63A 2P+E 110V 4H IP66/67 | 1 | 0.75 | 106.4764
| P779326 | X-CEE SAFETY PERFORMANCE SOCKET 63A 2P+E 230V 6H IP66/67/68/69 | 1 | 0.648 | 80.51
| P779327 | X-CEE SAFETY PERFORMANCE SOCKET 63A 2P+E 500V 7H IP66/67 | 1 | 0.75 | 110.6764
| P779328 | X-CEE SAFETY PERFORMANCE SOCKET 63A 2P+E >50V 12H IP66/67 | 1 | 0.75 | 110.6764
| P779329 | X-CEE SAFETY PERFORMANCE SOCKET 63A 2P+E 400V 9H IP66/67 | 1 | 0.75 | 110.6764
| P779330 | X-CEE SAFETY PERFORMANCE SOCKET 63A 3P+E >50V 10H IP66/67 | 1 | 0.746 | 120.1709
| P779331 | X-CEE SAFETY PERFORMANCE SOCKET 63A 3P+E 440-460V 11H IP66/67 | 1 | 0.746 | 120.1709
| P779332 | X-CEE SAFETY PERFORMANCE SOCKET 63A 3P+E >50V 2H IP66/67 | 1 | 0.746 | 120.1709
| P779333 | X-CEE SAFETY PERFORMANCE SOCKET 63A 3P+E 380-440V 3H IP66/67 | 1 | 0.746 | 120.1709
| P779334 | X-CEE SAFETY PERFORMANCE SOCKET 63A 3P+E 110V 4H IP66/67 | 1 | 0.746 | 120.1709
| P779335 | X-CEE SAFETY PERFORMANCE SOCKET 63A 3P+E 690V 5H IP66/67 | 1 | 0.746 | 120.1709
| P779336 | X-CEE SAFETY PERFORMANCE SOCKET 63A 3P+E 400V 6H IP66/67 | 1 | 0.746 | 87.77
| P779337 | X-CEE SAFETY PERFORMANCE SOCKET 63A 3P+E 500V 7H IP66/67 | 1 | 0.746 | 120.1709
| P779338 | X-CEE SAFETY PERFORMANCE SOCKET 63A 3P+E >50V 12H IP66/67 | 1 | 0.746 | 120.1709
| P779339 | X-CEE SAFETY PERFORMANCE SOCKET 63A 3P+E 230V 9H IP66/67/68/69 | 1 | 0.746 | 120.1709
| P779340 | X-CEE SAFETY PERFORMANCE SOCKET 63A 3P+N+E >50V 10H IP66/67 | 1 | 0.9 | 130.1745
| P779341 | X-CEE SAFETY PERFORMANCE SOCKET 63A 3P+N+E 440-460V 11H IP66/67 | 1 | 0.9 | 130.1745
| P779342 | X-CEE SAFETY PERFORMANCE SOCKET 63A 3P+N+E >50V 2H IP66/67 | 1 | 0.9 | 130.1745
| P779343 | X-CEE SAFETY PERFORMANCE SOCKET 63A 3P+N+E 380-440V 3H IP66/67 | 1 | 0.9 | 130.1745
| P779344 | X-CEE SAFETY PERFORMANCE SOCKET 63A 3P+N+E 110V 4H IP66/67 | 1 | 0.9 | 130.1745
| P779345 | X-CEE SAFETY PERFORMANCE SOCKET 63A 3P+N+E 690V 5H IP66/67 | 1 | 0.9 | 130.1745
| P779346 | X-CEE SAFETY PERFORMANCE SOCKET 63A 3P+N+E 400V 6H IP66/67 | 1 | 0.9 | 94.99
| P779347 | X-CEE SAFETY PERFORMANCE SOCKET 63A 3P+N+E 500V 7H IP66/67 | 1 | 0.9 | 130.1745
| P779349 | X-CEE SAFETY PERFORMANCE SOCKET 63A 3P+N+E 230V 9H IP66/67/68/69 | 1 | 0.9 | 130.1745
| P779420 | X-CEE SAFETY PERFORMANCE SOCKET 125A 2P+E >50V 10H IP66/67 | 1 | 1 | 252.9927
| P779421 | X-CEE SAFETY PERFORMANCE SOCKET 125A 2P+E >250V 8H IP66/67 | 1 | 1 | 252.9927
| P779422 | X-CEE SAFETY PERFORMANCE SOCKET 125A 2P+E >50V 2H IP66/67 | 1 | 1 | 252.9927
| P779423 | X-CEE SAFETY PERFORMANCE SOCKET 125A 2P+E >50-250V 3H IP66/67 | 1 | 1 | 252.9927
| P779424 | X-CEE SAFETY PERFORMANCE SOCKET 125A 2P+E 110V 4H IP66/67 | 1 | 1 | 216.0836
| P779426 | X-CEE SAFETY PERFORMANCE SOCKET 125A 2P+E 230V 6H IP66/67/68/69 | 1 | 1 | 211.36
| P779427 | X-CEE SAFETY PERFORMANCE SOCKET 125A 2P+E 500V 7H IP66/67 | 1 | 1 | 252.9927
| P779428 | X-CEE SAFETY PERFORMANCE SOCKET 125A 2P+E >50V 12H IP66/67 | 1 | 1 | 252.9927
| P779429 | X-CEE SAFETY PERFORMANCE SOCKET 125A 2P+E 400V 9H IP66/67 | 1 | 1 | 252.9927
| P779430 | X-CEE SAFETY PERFORMANCE SOCKET 125A 3P+E >50V 10H IP66/67 | 1 | 1.1 | 278.0145
| P779431 | X-CEE SAFETY PERFORMANCE SOCKET 125A 3P+E 440-460V 11H IP66/67 | 1 | 1.1 | 278.0145
| P779432 | X-CEE SAFETY PERFORMANCE SOCKET 125A 3P+E >50V 2H IP66/67 | 1 | 1.1 | 278.0145
| P779433 | X-CEE SAFETY PERFORMANCE SOCKET 125A 3P+E 380-440V 3H IP66/67 | 1 | 1.1 | 278.0145
| P779434 | X-CEE SAFETY PERFORMANCE SOCKET 125A 3P+E 110V 4H IP66/67 | 1 | 1.1 | 278.0145
| P779435 | X-CEE SAFETY PERFORMANCE SOCKET 125A 3P+E 690V 5H IP66/67 | 1 | 1.1 | 230.83
| P779436 | X-CEE SAFETY PERFORMANCE SOCKET 125A 3P+E 400V 6H IP66/67 | 1 | 1.1 | 197.6545
| P779437 | X-CEE SAFETY PERFORMANCE SOCKET 125A 3P+E 500V 7H IP66/67 | 1 | 1.1 | 278.0145
| P779438 | X-CEE SAFETY PERFORMANCE SOCKET 125A 3P+E >50V 12H IP66/67 | 1 | 1.1 | 278.0145
| P779439 | X-CEE SAFETY PERFORMANCE SOCKET 125A 3P+E 230V 9H IP66/67/68/69 | 1 | 1.1 | 278.0145
| P779440 | X-CEE SAFETY PERFORMANCE SOCKET 125A 3P+N+E >50V 10H IP66/67 | 1 | 1.2 | 300.4145
| P779441 | X-CEE SAFETY PERFORMANCE SOCKET 125A 3P+N+E 440-460V 11H IP66/67 | 1 | 1.2 | 300.4145
| P779442 | X-CEE SAFETY PERFORMANCE SOCKET 125A 3P+N+E >50V 2H IP66/67 | 1 | 1.2 | 300.4145
| P779443 | X-CEE SAFETY PERFORMANCE SOCKET 125A 3P+N+E 380-440V 3H IP66/67 | 1 | 1.2 | 300.4145
| P779444 | X-CEE SAFETY PERFORMANCE SOCKET 125A 3P+N+E 110V 4H IP66/67 | 1 | 1.2 | 300.4145
| P779445 | X-CEE SAFETY PERFORMANCE SOCKET 125A 3P+N+E 690V 5H IP66/67 | 1 | 1.2 | 300.4145
| P779446 | X-CEE SAFETY PERFORMANCE SOCKET 125A 3P+N+E 400V 6H IP66/67 | 1 | 1.2 | 179.4
| P779447 | X-CEE SAFETY PERFORMANCE SOCKET 125A 3P+N+E 500V 7H IP66/67 | 1 | 1.2 | 300.4145
| P779449 | X-CEE SAFETY PERFORMANCE SOCKET 125A 3P+N+E 230V 9H IP66/67/68/69 | 1 | 1.2 | 300.4145
| P791002 | TERBOX JUNCTION BOX IN THERMOPLASTIC D80x40 IP44 |  |  | 3.08
| P791207 | TERBOX JUNCTION BOX IN THERMOPLASTIC 190x140x70 IP56 |  |  | 20.21
| P791208 | TERBOX JUNCTION BOX IN THERMOPLASTIC 240x190x90 IP56 |  |  | 33.04
| P791209 | TERBOX JUNCTION BOX IN THERMOPLASTIC 300x220x120 IP56 |  |  | 59.36
| P791210 | TERBOX JUNCTION BOX IN THERMOPLASTIC 380x300x120 IP56 |  |  | 81.99
| P791234 | TERBOX JUNCTION BOX IN THERMOPLASTIC 100x100x50 IP56 |  |  | 6.72
| P791236 | TERBOX JUNCTION BOX IN THERMOPLASTIC 150x110x70 IP56 |  |  | 10.11
| P800061 | TAIS MIGNON SIGNALLING RED LAMP IN THERMOSETTING (GRP) FOR WALL MOUNTING WITH LAMPHOLDER E14 1XM20 250V IP65 | 6 | 0.189 | 39.4036
| P800062 | TAIS MIGNON SIGNALLING GREEN LAMP IN THERMOSETTING (GRP) FOR WALL MOUNTING WITH LAMPHOLDER E14 1XM20 250V IP65 | 6 | 0.186 | 39.4036
| P800063 | TAIS MIGNON SIGNALLING TRANSPARENT LAMP IN THERMOSETTING (GRP) FOR WALL MOUNTING WITH LAMPHOLDER E14 1XM20 250V IP65 | 6 | 0.189 | 39.5309
| P800064 | TAIS MIGNON SIGNALLING YELLOW LAMP IN THERMOSETTING (GRP) FOR WALL MOUNTING WITH LAMPHOLDER E14 1XM20 250V IP65 | 6 | 0.188 | 39.4036
| P800071 | TAIS MIGNON SIGNALLING RED LAMP IN THERMOSETTING (GRP) FOR FLUSH MOUNTING WITH E14 LAMPHOLDER 250V IP65 | 1 | 0.129 | 39.5309
| P800072 | TAIS MIGNON SIGNALLING GREEN LAMP INTHERMOSETTING (GRP) FPR FLUSH MOUNTING WITH E14 LAMPHOLDER 250V IP65 | 1 | 0.143 | 39.7855
| P800073 | TAIS MIGNON SIGNALLING TRANSPARENT LAMP IN THERMOSETTING (GRP) FOR FLUSH MOUNTING WITH E14 LAMPHOLDER 250V IP65 | 1 | 0.146 | 39.7855
| P800074 | TAIS MIGNON SIGNAL YELLOW LAMP IN WATERTIGHT PANEL ENCLOSURE WITH E14 LAMPHOLDER 250V IP65 | 1 | 0.153 | 39.7855
| P800091 | TAIS MIGNON SPARE DIFFUSER TAIS RED | 10 | 0.05 | 15.4255
| P800092 | TAIS MIGNON SPARE DIFFUSER TAIS GREEN | 10 | 0.047 | 15.4255
| P800093 | TAIS MIGNON SPARE DIFFUSER TAIS TRANSPARENT | 10 | 0.042 | 15.4255
| P800094 | TAIS MIGNON SPARE DIFFUSER TAIS YELLOW | 10 | 0.051 | 15.4255
| P800121 | RONDO RED SIGNAL LAMP IN WALL-MOUNTING ALUMINIUM ALLOY ENCLOSURE 250V IP54 | 1 | 0.156 | 46.9127
| P800122 | RONDO GREEN SIGNAL LAMP IN WALL-MOUNTING ALUMINIUM ALLOY ENCLOSURE 250V IP54 | 1 | 0.153 | 46.9127
| P800123 | RONDO TRANSPARENT SIGNAL LAMP IN WALL-MOUNTING ALUMINIUM ALLOY ENCLOSURE 250V IP54 | 1 | 0.168 | 47.2945
| P802190 | FLIGHT T54 SERIES TUNNEL FLOODLIGHT 14LED 38W 4000K WIDE STREET OPTIC IP66 | 1 |  | 539.92
| P802191 | FLIGHT T54 SERIES TUNNEL FLOODLIGHT 14LED 38W 4000K NARROW STREET OPTIC IP66 | 1 |  | 539.92
| P802192 | FLIGHT T54 SERIES TUNNEL FLOODLIGHT 14LED 38W 4000K OPTIC PA5 IP66 | 1 |  | 539.92
| P802230 | FLIGHT T54 SERIES TUNNEL FLOODLIGHT 28LED 28W 4000K WIDE STREET OPTIC IP66 | 1 |  | 611.09
| P802231 | FLIGHT T54 SERIES TUNNEL FLOODLIGHT 28LED 28W 4000K NARROW STREET OPTIC IP66 | 1 |  | 611.09
| P802232 | FLIGHT T54 SERIES TUNNEL FLOODLIGHT 28LED 28W 4000K OPTIC PA5 IP66 | 1 |  | 611.09
| P802250 | FLIGHT T54 SERIES TUNNEL FLOODLIGHT 28LED 44W 4000K WIDE STREET OPTIC IP66 | 1 |  | 611.09
| P802251 | FLIGHT T54 SERIES TUNNEL FLOODLIGHT 28LED 44W 4000K NARROW STREET OPTIC IP66 | 1 |  | 611.09
| P802252 | FLIGHT T54 SERIES TUNNEL FLOODLIGHT 28LED 44W 4000K OPTIC PA5 IP66 | 1 |  | 611.09
| P802280 | FLIGHT T54 SERIES TUNNEL FLOODLIGHT 28LED 66W 4000K WIDE STREET OPTIC IP66 | 1 |  | 611.09
| P802281 | FLIGHT T54 SERIES TUNNEL FLOODLIGHT 28LED 66W 4000K NARROW STREET OPTIC IP66 | 1 |  | 611.09
| P802282 | FLIGHT T54 SERIES TUNNEL FLOODLIGHT 28LED 66W 4000K OPTIC PA5 IP66 | 1 |  | 611.09
| P802314 | FLIGHT T54 SERIES TUNNEL FLOODLIGHT 48LED 110W 4000K ROADWAY OPTIC | 1 |  | 937.54
| P802315 | FLIGHT T54 SERIES TUNNEL FLOODLIGHT 48LED 110W 4000K 55° ASYMMETRICAL OPTIC IP66 | 1 |  | 937.54
| P802317 | FLIGHT T54 SERIES TUNNEL FLOODLIGHT 48LED 110W 4000K 50° ASYMMETRICAL OPTIC IP66 | 1 |  | 937.54
| P802414 | FLIGHT T54 SERIES TUNNEL FLOODLIGHT 48LED 146W 4000K ROADWAY OPTIC | 1 |  | 937.54
| P802415 | FLIGHT T54 SERIES TUNNEL FLOODLIGHT 48LED 146W 4000K 55° ASYMMETRICAL OPTIC IP66 | 1 |  | 937.54
| P802417 | FLIGHT T54 SERIES TUNNEL FLOODLIGHT 48LED 146W 4000K 50° ASYMMETRICAL OPTIC IP66 | 1 |  | 937.54
| P802514 | FLIGHT T54 SERIES TUNNEL FLOODLIGHT 60LED 183W 4000K ROADWAY OPTIC | 1 |  | 1010.09
| P802515 | FLIGHT T54 SERIES TUNNEL FLOODLIGHT 60LED 183W 4000K 55° ASYMMETRICAL OPTIC IP66 | 1 |  | 1010.09
| P802517 | FLIGHT T54 SERIES TUNNEL FLOODLIGHT 60LED 183W 4000K 50° ASYMMETRICAL OPTIC IP66 | 1 |  | 1010.09
| P802614 | FLIGHT T54 SERIES TUNNEL FLOODLIGHT 72LED 220W 4000K ROADWAY OPTIC | 1 |  | 1061.71
| P802615 | FLIGHT T54 SERIES TUNNEL FLOODLIGHT 72LED 4000K 220W 55° ASYMMETRICAL OPTIC IP66 | 1 |  | 1061.71
| P802617 | FLIGHT T54 SERIES TUNNEL FLOODLIGHT 72LED 220W 4000K 50° ASYMMETRICAL OPTIC IP66 | 1 |  | 1061.71
| P802900 | FLIGHT T54 SUP AGG RAP TAGLIA S H.75 | 1 |  | 60.12
| P802901 | FLIGHT T54 SUP AGG RAP TAGLIA S H.100 | 1 |  | 60.12
| P802903 | FLIGHT T54 SUP AGG RAP TAGLIA M H.75 | 1 |  | 149.29
| P802904 | FLIGHT T54 SUP AGG RAP TAGLIA M H.100 | 1 |  | 149.29
| P803123 | FLIGHT-S SERIES STREET LIGHT 20LED 58W 3000K CROSSWAY L OPTIC IP66 | 1 |  | 492.95
| P803124 | FLIGHT-S SERIES STREET LIGHT 20LED 58W 3000K CROSSWAY R OPTIC IP66 | 1 |  | 492.95
| P803125 | FLIGHT-S SERIES STREET LIGHT 20LED 58W 3000K LOW POLE 1 OPTIC IP66 | 1 |  | 492.95
| P803126 | FLIGHT-S SERIES STREET LIGHT 20LED 58W 3000K LOW POLE 2 OPTIC IP66 | 1 |  | 492.95
| P803127 | FLIGHT-S SERIES STREET LIGHT 20LED 58W 3000K WIDE AREA OPTIC IP66 | 1 |  | 492.95
| P803142 | FLIGHT-S SERIES STREET LIGHT 14LED 16W 3000K CYCLE-PEDESTRIAN OPTIC IP66 | 1 |  | 374.36
| P803173 | FLIGHT-M SERIES STREET LIGHT 40LED 82W 3000K CROSSWAY L OPTIC IP66 | 1 |  | 519.71
| P803174 | FLIGHT-M SERIES STREET LIGHT 40LED 82W 3000K CROSSWAY R OPTIC IP66 | 1 |  | 519.71
| P803175 | FLIGHT-M SERIES STREET LIGHT 40LED 82W 3000K LOW POLE 1 OPTIC IP66 | 1 |  | 519.71
| P803176 | FLIGHT-M SERIES STREET LIGHT 40LED 82W 3000K LOW POLE 2 OPTIC IP66 | 1 |  | 519.71
| P803177 | FLIGHT-M SERIES STREET LIGHT 40LED 82W 3000K WIDE AREA OPTIC IP66 | 1 |  | 519.71
| P803190 | FLIGHT-S SERIES STREET LIGHT 14LED 38W 3000K WIDE STREET OPTIC IP66 | 1 |  | 416.23
| P803191 | FLIGHT-S SERIES STREET LIGHT 14LED 38W 3000K NARROW STREET OPTIC IP66 | 1 |  | 416.23
| P803242 | FLIGHT-S SERIES STREET LIGHT 28LED 28W 3000K CYCLE-PEDESTRIAN OPTIC IP66 | 1 |  | 416.23
| P803253 | FLIGHT-M SERIES STREET LIGHT 80LED 117W 3000K CROSSWAY L OPTIC IP66 | 1 |  | 880.12
| P803254 | FLIGHT-M SERIES STREET LIGHT 80LED 117W 3000K CROSSWAY R OPTIC IP66 | 1 |  | 880.12
| P803255 | FLIGHT-M SERIES STREET LIGHT 80LED 117W 3000K LOW POLE 1 OPTIC IP66 | 1 |  | 880.12
| P803256 | FLIGHT-M SERIES STREET LIGHT 80LED 117W 3000K LOW POLE 2 OPTIC IP66 | 1 |  | 880.12
| P803257 | FLIGHT-M SERIES STREET LIGHT 80LED 117W 3000K WIDE AREA OPTIC IP66 | 1 |  | 880.12
| P803270 | FLIGHT-S SERIES STREET LIGHT 28LED 53W 3000K WIDE STREET OPTIC IP66 | 1 |  | 416.23
| P803271 | FLIGHT-S SERIES STREET LIGHT 28LED 53W 3000K NARROW STREET OPTIC IP66 | 1 |  | 416.23
| P803273 | FLIGHT-M SERIES STREET LIGHT 80LED 164W 3000K CROSSWAY L OPTIC IP66 | 1 |  | 926.62
| P803274 | FLIGHT-M SERIES STREET LIGHT 80LED 164W 3000K CROSSWAY R OPTIC IP66 | 1 |  | 926.62
| P803275 | FLIGHT-M SERIES STREET LIGHT 80LED 164W 3000K LOW POLE 1 OPTIC IP66 | 1 |  | 926.62
| P803276 | FLIGHT-M SERIES STREET LIGHT 80LED 164W 3000K LOW POLE 2 OPTIC IP66 | 1 |  | 926.62
| P803277 | FLIGHT-M SERIES STREET LIGHT 80LED 164W 3000K WIDE AREA OPTIC IP66 | 1 |  | 926.62
| P803280 | FLIGHT-S SERIES STREET LIGHT 28LED 66W 3000K WIDE STREET OPTIC IP66 | 1 |  | 416.23
| P803281 | FLIGHT-S SERIES STREET LIGHT 28LED 66W 3000K NARROW STREET OPTIC IP66 | 1 |  | 416.23
| P803370 | FLIGHT-M SERIES STREET LIGHT 42LED 86W 3000K WIDE STREET OPTIC IP66 | 1 |  | 549.92
| P803371 | FLIGHT-M SERIES STREET LIGHT 42LED 86W 3000K NARROW STREET OPTIC IP66 | 1 |  | 549.92
| P803390 | FLIGHT-M SERIES STREET LIGHT 42LED 113W 3000K WIDE STREET OPTIC IP66 | 1 |  | 608.06
| P803391 | FLIGHT-M SERIES STREET LIGHT 42LED 113W 3000K NARROW STREET OPTIC IP66 | 1 |  | 608.06
| P803490 | FLIGHT-M SERIES STREET LIGHT 56LED 151W 3000K WIDE STREET OPTIC IP66 | 1 |  | 666.2
| P803491 | FLIGHT-M SERIES STREET LIGHT 56LED 151W 3000K NARROW STREET OPTIC IP66 | 1 |  | 666.2
| P803580 | FLIGHT-M SERIES STREET LIGHT 70LED 164W 3000K WIDE STREET OPTIC IP66 | 1 |  | 724.33
| P803581 | FLIGHT-M SERIES STREET LIGHT 70LED 164W 3000K NARROW STREET OPTIC IP66 | 1 |  | 724.33
| P803680 | FLIGHT-M SERIES STREET LIGHT 84LED 197W 3000K WIDE STREET OPTIC IP66 | 1 |  | 781.3
| P803681 | FLIGHT-M SERIES STREET LIGHT 84LED 197W 3000K NARROW STREET OPTIC IP66 | 1 |  | 781.3
| P804113 | FLIGHT-S SERIES STREET LIGHT 20LED 29W 4000K CROSSWAY L OPTIC IP66 | 1 |  | 446.45
| P804114 | FLIGHT-S SERIES STREET LIGHT 20LED 29W 4000K CROSSWAY R OPTIC IP66 | 1 |  | 446.45
| P804115 | FLIGHT-S SERIES STREET LIGHT 20LED 29W 4000K LOW POLE 1 OPTIC IP66 | 1 |  | 446.45
| P804116 | FLIGHT-S SERIES STREET LIGHT 20LED 29W 4000K LOW POLE 2 OPTIC IP66 | 1 |  | 446.45
| P804117 | FLIGHT-S SERIES STREET LIGHT 20LED 29W 4000K WIDE AREA OPTIC IP66 | 1 |  | 446.45
| P804123 | FLIGHT-S SERIES STREET LIGHT 20LED 58W 4000K CROSSWAY L OPTIC IP66 | 1 |  | 492.95
| P804124 | FLIGHT-S SERIES STREET LIGHT 20LED 58W 4000K CROSSWAY R OPTIC IP66 | 1 |  | 492.95
| P804125 | FLIGHT-S SERIES STREET LIGHT 20LED 58W 4000K LOW POLE 1 OPTIC IP66 | 1 |  | 492.95
| P804126 | FLIGHT-S SERIES STREET LIGHT 20LED 58W 4000K LOW POLE 2 OPTIC IP66 | 1 |  | 492.95
| P804127 | FLIGHT-S SERIES STREET LIGHT 20LED 58W 4000K WIDE AREA OPTIC IP66 | 1 |  | 492.95
| P804130 | FLIGHT-S SERIES STREET LIGHT 14LED 14W 4000K WIDE STREET OPTIC IP66 | 1 |  | 374.36
| P804131 | FLIGHT-S SERIES STREET LIGHT 14LED 14W 4000K NARROW STREET OPTIC IP66 | 1 |  | 374.36
| P804142 | FLIGHT-S SERIES STREET LIGHT 14LED 16W 4000K CYCLE-PEDESTRIAN OPTIC IP66 | 1 |  | 374.36
| P804173 | FLIGHT-M SERIES STREET LIGHT 40LED 82W 4000K CROSSWAY L OPTIC IP66 | 1 |  | 519.71
| P804174 | FLIGHT-M SERIES STREET LIGHT 40LED 82W 4000K CROSSWAY R OPTIC IP66 | 1 |  | 519.71
| P804175 | FLIGHT-M SERIES STREET LIGHT 40LED 82W 4000K LOW POLE 1 OPTIC IP66 | 1 |  | 519.71
| P804176 | FLIGHT-M SERIES STREET LIGHT 40LED 82W 4000K LOW POLE 2 OPTIC IP66 | 1 |  | 519.71
| P804177 | FLIGHT-M SERIES STREET LIGHT 40LED 82W 4000K WIDE AREA OPTIC IP66 | 1 |  | 519.71
| P804190 | FLIGHT-S SERIES STREET LIGHT 14LED 38W 4000K WIDE STREET OPTIC IP66 | 1 |  | 391.8
| P804191 | FLIGHT-S SERIES STREET LIGHT 14LED 38W 4000K NARROW STREET OPTIC IP66 | 1 |  | 391.8
| P804230 | FLIGHT-S SERIES STREET LIGHT 28LED 28W 4000K WIDE STREET OPTIC IP66 | 1 |  | 416.23
| P804231 | FLIGHT-S SERIES STREET LIGHT 28LED 28W 4000K NARROW STREET OPTIC IP66 | 1 |  | 416.23
| P804242 | FLIGHT-S SERIES STREET LIGHT 28LED 28W 4000K CYCLE-PEDESTRIAN OPTIC IP66 | 1 |  | 416.23
| P804253 | FLIGHT-M SERIES STREET LIGHT 80LED 117W 4000K CROSSWAY L OPTIC IP66 | 1 |  | 880.12
| P804254 | FLIGHT-M SERIES STREET LIGHT 80LED 117W 4000K CROSSWAY R OPTIC IP66 | 1 |  | 880.12
| P804255 | FLIGHT-M SERIES STREET LIGHT 80LED 117W 4000K LOW POLE 1 OPTIC IP66 | 1 |  | 880.12
| P804256 | FLIGHT-M SERIES STREET LIGHT 80LED 117W 4000K LOW POLE 2 OPTIC IP66 | 1 |  | 880.12
| P804257 | FLIGHT-M SERIES STREET LIGHT 80LED 117W 4000K WIDE AREA OPTIC IP66 | 1 |  | 880.12
| P804270 | FLIGHT-S SERIES STREET LIGHT 28LED 53W 4000K WIDE STREET OPTIC IP66 | 1 |  | 416.23
| P804271 | FLIGHT-S SERIES STREET LIGHT 28LED 53W 4000K NARROW STREET OPTIC IP66 | 1 |  | 416.23
| P804273 | FLIGHT-M SERIES STREET LIGHT 80LED 164W 4000K CROSSWAY L OPTIC IP66 | 1 |  | 926.62
| P804274 | FLIGHT-M SERIES STREET LIGHT 80LED 164W 4000K CROSSWAY R OPTIC IP66 | 1 |  | 926.62
| P804275 | FLIGHT-M SERIES STREET LIGHT 80LED 164W 4000K LOW POLE 1 OPTIC IP66 | 1 |  | 926.62
| P804276 | FLIGHT-M SERIES STREET LIGHT 80LED 164W 4000K LOW POLE 2 OPTIC IP66 | 1 |  | 926.62
| P804277 | FLIGHT-M SERIES STREET LIGHT 80LED 164W 4000K WIDE AREA OPTIC IP66 | 1 |  | 926.62
| P804280 | FLIGHT-S SERIES STREET LIGHT 28LED 66W 4000K WIDE STREET OPTIC IP66 | 1 |  | 416.23
| P804281 | FLIGHT-S SERIES STREET LIGHT 28LED 66W 4000K NARROW STREET OPTIC IP66 | 1 |  | 416.23
| P804370 | FLIGHT-M SERIES STREET LIGHT 42LED 86W 4000K WIDE STREET OPTIC IP66 | 1 |  | 549.92
| P804371 | FLIGHT-M SERIES STREET LIGHT 42LED 86W 4000K NARROW STREET OPTIC IP66 | 1 |  | 549.92
| P804390 | FLIGHT-M SERIES STREET LIGHT 42LED 113W 4000K WIDE STREET OPTIC IP66 | 1 |  | 608.06
| P804391 | FLIGHT-M SERIES STREET LIGHT 42LED 113W 4000K NARROW STREET OPTIC IP66 | 1 |  | 608.06
| P804490 | FLIGHT-M SERIES STREET LIGHT 56LED 151W 4000K WIDE STREET OPTIC IP66 | 1 |  | 666.2
| P804491 | FLIGHT-M SERIES STREET LIGHT 56LED 151W 4000K NARROW STREET OPTIC IP66 | 1 |  | 666.2
| P804580 | FLIGHT-M SERIES STREET LIGHT 70LED 164W 4000K WIDE STREET OPTIC IP66 | 1 |  | 724.33
| P804581 | FLIGHT-M SERIES STREET LIGHT 70LED 164W 4000K NARROW STREET OPTIC IP66 | 1 |  | 724.33
| P804680 | FLIGHT-M SERIES STREET LIGHT 84LED 197W 4000K WIDE STREET OPTIC IP66 | 1 |  | 781.3
| P804681 | FLIGHT-M SERIES STREET LIGHT 84LED 197W 4000K NARROW STREET OPTIC IP66 | 1 |  | 781.3
| P810020 | SERIES META HIGH-BAY 12LEDS GLASS DIFFUSER ROTOSYMMETRICAL WIDE BEAM OPTIC IP66/IP67 | 1 | 9.7 | 652.2473
| P810020HT | SERIES META HT +55 HIGH-BAY 12LEDS GLASS DIFFUSER ROTOSYMMETRICAL WIDE BEAM OPTIC IP66/IP67 | 1 | 9.7 | 687.12
| P810021 | SERIES META HIGH-BAY 12LEDS GLASS DIFFUSER ROTOSYMMETRICAL NARROW BEAM OPTIC IP66/IP67 | 1 | 9.7 | 727.8218
| P810021HT | SERIES META HT +55 HIGH-BAY 12LEDS GLASS DIFFUSER ROTOSYMMETRICAL NARROW BEAM OPTIC IP66/IP67 | 1 | 9.7 | 766.1818
| P810022 | SERIES META HIGH-BAY 12LEDS GLASS DIFFUSER ROTOSYMMETRICAL ELLIPTICAL BEAM OPTIC IP66/IP67 | 1 | 9.7 | 762.6945
| P810050 | SERIES META HIGH-BAY 15LEDS GLASS DIFFUSER ROTOSYMMETRICAL WIDE BEAM OPTIC IP66/IP67 | 1 | 9.9 | 760.3527
| P810050EX | SERIES META S HIGH-BAY ATEX 15LEDS ROTOSYMMETRIC WIDE OPTIC GLASS IP66/IP67 - ZONE 22 | 1 | 0.01 | 1128.9091
| P810050HT | SERIES META HT +55 HIGH-BAY 15LEDS GLASS DIFFUSER ROTOSYMMETRICAL WIDE BEAM OPTIC IP66/IP67 | 1 | 9.9 | 795.2509
| P810051 | SERIES META HIGH-BAY 15LEDS GLASS DIFFUSER ROTOSYMMETRICAL NARROW BEAM OPTIC IP66/IP67 | 1 | 9.9 | 844.0727
| P810051HT | SERIES META HT +55 HIGH-BAY 15LEDS GLASS DIFFUSER ROTOSYMMETRICAL NARROW BEAM OPTIC IP66/IP67 | 1 | 9.9 | 883.6036
| P810052 | SERIES META HIGH-BAY 15LEDS GLASS DIFFUSER ROTOSYMMETRICAL ELLIPTICAL BEAM OPTIC IP66/IP67 | 1 | 9.9 | 878.9455
| P810060 | RINO CYLINDRICAL WATERTIGHT LIGHT BODY FOR CEILING INSTALLATION 60W E27 | 5 | 0.432 | 53.1236
| P810071 | RINO WATERTIGHT CYL LIGHTING FIXTURE IN ALUMINIUM 60W 250V IP65 E27 CABLE GLAND INLET TYPE | 1 | 0.935 | 74.4036
| P810080 | SERIES META HIGH-BAY 18LEDS GLASS DIFFUSER ROTOSYMMETRICAL WIDE BEAM OPTIC IP66/IP67 | 1 | 10.27 | 860.3636
| P810080EX | SERIES META S HIGH-BAY ATEX 18LEDS ROTOSYMMETRIC WIDE OPTIC GLASS IP66/IP67 - ZONE 22 | 1 | 10.27 | 1259.1345
| P810080HT | SERIES META HT +55 HIGH-BAY 18LEDS GLASS DIFFUSER ROTOSYMMETRICAL WIDE BEAM OPTIC IP66/IP67 | 1 | 10.27 | 905.6982
| P810081 | SERIES META HIGH-BAY 18LEDS GLASS DIFFUSER ROTOSYMMETRICAL NARROW BEAM OPTIC IP66/IP67 | 1 | 10.27 | 956.8618
| P810081HT | SERIES META HT +55 HIGH-BAY 18LEDS GLASS DIFFUSER ROTOSYMMETRICAL NARROW BEAM OPTIC IP66/IP67 | 1 | 10.27 | 1003.3673
| P810082 | SERIES META HIGH-BAY 18LEDS GLASS DIFFUSER ELLIPTICAL BEAM OPTIC IP66/IP67 | 1 | 10.27 | 999.88
| P810090 | SERIES META HIGH-BAY 9LEDS GLASS DIFFUSER ROTOSYMMETRICAL WIDE BEAM OPTIC IP66/IP67 | 1 | 9.55 | 616.2036
| P810090HT | SERIES META HT +55 HIGH-BAY 9LEDS GLASS DIFFUSER ROTOSYMMETRICAL WIDE BEAM OPTIC IP66/IP67 | 1 | 9.55 | 649.9055
| P810091 | SERIES META HIGH-BAY 9LEDS GLASS DIFFUSER ROTOSYMMETRICAL NARROW BEAM OPTIC IP66/IP67 | 1 | 9.55 | 687.12
| P810091HT | SERIES META HT +55 HIGH-BAY 9LEDS GLASS DIFFUSER ROTOSYMMETRICAL NARROW BEAM OPTIC IP66/IP67 | 1 | 9.55 | 721.9927
| P810092 | SERIES META HIGH-BAY 9LEDS GLASS DIFFUSER ROTOSYMMETRICAL ELLIPTICAL BEAM OPTIC IP66/IP67 | 1 | 9.55 | 719.6764
| P810100 | RINO CYLINDRICAL WATERTIGHT LIGHT BODY FOR CEILING INSTALLATION 75W E27 | 1 | 0.592 | 69.7709
| P810120 | SERIES META HIGH-BAY 12LEDS GLASS DIFFUSER ROTOSYMMETRICAL WIDE BEAM OPTIC EMERGENCY IP66/IP67 | 1 | 10.35 | 774.3273
| P810150 | SERIES META HIGH-BAY 15LEDS GLASS DIFFUSER ROTOSYMMETRICAL WIDE BEAM OPTIC EMERGENCY IP66/IP67 | 1 | 0.011 | 876.6291
| P810171 | RINO WATERTIGHT CYL LIGHTING FIXTURE IN ALUMINIUM 75W 250V IP65 E27 CABLE GLAND INLET TYPE | 1 | 1.582 | 104.9745
| P810180 | SERIES META HIGH-BAY 18LEDS GLASS DIFFUSER ROTOSYMMETRICAL WIDE BEAM OPTIC EMERGENCY IP66/IP67 | 1 | 10.92 | 983.5891
| P810190 | SERIES META HIGH-BAY 9LEDS GLASS DIFFUSER ROTOSYMMETRICAL WIDE BEAM OPTIC EMERGENCY IP66/IP67 | 1 | 10.2 | 739.4291
| P810200 | RINO CYLINDRICAL WATERTIGHT LIGHT BODY FOR CEILING INSTALLATION 100W E27 | 2 | 0.889 | 87.8945
| P810226 | SERIES META FLOOD LIGHT 12LEDS ASYMMETRICAL BEAM OPTIC IP66/IP67 | 1 | 11.568 | 716.1891
| P810256 | SERIES META FLOOD LIGHT 15LEDS ASYMMETRICAL BEAM OPTIC IP66/IP67 | 1 | 11.768 | 847.56
| P810271 | RINO WATERTIGHT CYL LIGHTING FIXTURE IN ALUMINIUM 100W 250V IP65 E27 CABLE GLAND INLET TYPE | 1 | 2.087 | 174.3891
| P810286 | SERIES META FLOOD LIGHT 18LEDS ASYMMETRICAL BEAM OPTIC IP66/IP67 | 1 | 12.138 | 977.7855
| P810296 | SERIES META FLOOD LIGHT 9LEDS ASYMMETRICAL BEAM OPTIC IP66/IP67 | 1 | 11.418 | 658.0509
| P810430DA | META150 HE HIGH BAY DALI 84LED 96W GLASS DIFFUSER ROTOSYMMETRICAL COMFORT OPTICS IP66/67 | 1 | 9.55 | 682.4618
04-34-810430Ε | P810430EX | META150-EX HIGH BAY 84LED 60W GLASS DIFFUSER CONFORT WIDE BEAM OPTICS IP66 3G 2D | 1 | 9.55 | 1041.7273
| P810430HT | META150 HIGH BAY DALI 84LED 73W GLASS DIFFUSER ROTOSYMMETRICAL COMFORT OPTICS IP66/67 | 1 | 9.55 | 710.36
| P810431DA | META150 HE HIGH BAY DALI 84LED 96W GLASS DIFFUSER ROTOSYMMETRICAL MEDIUM OPTICS IP66/67 | 1 | 9.55 | 682.4618
04-34-810431Ε | P810431EX | META150-EX HIGH BAY 84LED 60W GLASS DIFFUSER MEDIUM BEAM OPTICS OPTICS IP66 3G 2D | 1 | 9.55 | 1041.7273
| P810431HT | META150 HT HIGH BAY DALI 84LED 73W GLASS DIFFUSER ROTOSYMMETRICAL MEDIUM OPTICS IP66/67 | 1 | 9.55 | 710.36
| P810432DA | META150 HIGH BAY DALI 84LED 117W POLYCARBONATE DIFFUSER ROTOSYMMETRICAL COMFORT OPTICS IP66/67 | 1 | 9.55 | 745.2582
| P810433DA | META150 HIGH BAY DALI 84LED 117W POLYCARBONATE DIFFUSER ROTOSYMMETRICAL MEDIUM OPTICS IP66/67 | 1 | 9.55 | 745.2582
| P810440DA | META150 HE HIGH BAY DALI 112LED 129W GLASS DIFFUSER ROTOSYMMETRICAL DIFFUSED COMFORT OPTICS IP66/67 | 1 | 9.7 | 774.3273
04-34-810440Ε | P810440EX | META150-EX HIGH BAY 112LED 97W GLASS DIFFUSER CONFORT WIDE BEAM OPTICS IP66 3G 2D | 1 | 9.7 | 1146.3709
| P810440HT | META150 HT HIGH BAY DALI 112LED 97W GLASS DIFFUSER ROTOSYMMETRICAL COMFORT OPTICS IP66/67 | 1 | 9.7 | 805.7127
| P810441DA | META150 HE HIGH BAY DALI 112LED 129W GLASS DIFFUSER ROTOSYMMETRICAL MEDIUM OPTICS IP66/67 | 1 | 9.7 | 774.3273
04-34-810441Ε | P810441EX | META150-EX HIGH BAY 112LED 97W GLASS DIFFIUSER MEDIUM BEAM OPTICS IP66 3G 2D | 1 | 9.7 | 1146.3709
| P810441HT | META150 HT HIGH BAY DALI 112LED 97W GLASS DIFFUSER ROTOSYMMETRICAL MEDIUM OPTICS IP66/67 | 1 | 9.7 | 805.7127
| P810442DA | META150 HIGH BAY DALI 112LED 156W POLYCARBONATE DIFFUSER ROTSYMMETRICAL COMFORT OPTICS IP66/67 | 1 | 9.7 | 837.0982
| P810443DA | META150 HIGH BAY DALI 112LED 156W POLYCARBONATE DIFFUSER ROTOSYMMETRICAL MEDIUM OPTICS IP66/67 | 1 | 9.7 | 837.0982
| P810450DA | META150 HE HIGH BAY DALI 140LED 151W GLASS DIFFUSER ROTOSYMMETRICAL COMFORT OPTICS IP66/67 | 1 | 9.9 | 873.1418
04-34-810450Ε | P810450EX | META150-EX HIGH BAY 140LED 112W GLASS DIFFUSER CONFORT WIDE BEAM OPTICS IP66 3G 2D | 1 | 9.9 | 1244.0145
| P810450HT | META150 HT HIGH BAY DALI 140LED 112W GLASS DIFFUSER ROTOSYMMETRICAL COMFORT OPTICS IP66/67 | 1 | 9.9 | 911.5018
| P810451DA | META150 HE HIGH BAY DALI 140LED 151W GLASS DIFFUSER ROTOSYMMETRICAL MEDIUM OPTICS IP66/67 | 1 | 9.9 | 873.1418
04-34-810451Ε | P810451EX | META150-EX HIGH BAY 140LED 112W GLASS DIFFUSER MEDIUM BEAM OPTICS IP66 3G 2D | 1 | 9.9 | 1244.0145
| P810451HT | META150 HT HIGH BAY DALI 140LED 112W GLASS DIFFUSER ROTOSYMMETRICAL MEDIUM OPTICS IP66/67 | 1 | 9.9 | 911.5018
| P810452DA | META150 HIGH BAY DALI 140LED 179W POLYCARBONATE DIFFUSER ROTOSYMMETRICAL COMFORT OPTICS IP66/67 | 1 | 9.9 | 938.2545
| P810453DA | META150 HIGH BAY DALI 140LED 179W POLYCARBONATE DIFFUSER ROTOSYMMETRICAL MEDIUM OPTICS IP66/67 | 1 | 9.9 | 938.2545
| P810460DA | META150 HE HIGH BAY DALI 168LED 181W GLASS DIFFUSER ROTOSYMMETRICAL COMFORT OPTICS IP66/67 | 1 | 10.27 | 949.8618
04-34-810460Ε | P810460EX | META150-EX HIGH BAY 168LED 134W GLASS DIFFUSER CONFORT WIDE BEAM OPTICS IP66 3G 2D | 1 | 10.27 | 1344
| P810460HT | META150 HT HIGH BAY DALI 168LED 134W GLASS DIFFUSER ROTOSYMMETRICAL COMFORT OPTICS IP66/67 | 1 | 10.27 | 988.2473
| P810461DA | META150 HE HIGH BAY DALI 168LED 181W GLASS DIFFUSER ROTOSYMMETRICAL MEDIUM OPTICS IP66/67 | 1 | 10.27 | 949.8618
04-34-810461Ε | P810461EX | META150-EX HIGH BAY 168LED 134W GLASS DIFFUSER MEDIUM BEAM OPTICS IP66 3G 2D | 1 | 10.27 | 1344
| P810461HT | META150 HT HIGH BAY DALI 168LED 134W GALSS DIFFUSER ROTOSYMMETRICAL MEDIUM OPTICS IP66/67 | 1 | 10.27 | 988.2473
| P810462DA | META150 HIGH BAY DALI 168LED 215W POLYCARBONATE DIFFUSER ROTOSYMMETRICAL COMFORT OPTICS IP66/67 | 1 | 10.27 | 1010.3418
| P810463DA | META150 HIGH BAY DALI 168LED 215W POLYCARBONATE DIFFUSER ROTOSYMMETRICAL MEDIUM OPTICS IP66/67 | 1 | 10.27 | 1010.3418
04-34-10630 | P810630DA | META150 HIGH BAY DALI 84LED 117W GLASS DIFFUSER ROTOSYMMETRICAL COMFORT OPTICS IP66/67 | 1 | 9.667 | 670.8291
04-34-10631 | P810631DA | META150 HIGH BAY DALI 84LED 117W GLASS DIFFUSER ROTOSYMMETRICAL MEDIUM OPTICS IP66/67 | 1 | 9.55 | 670.8291
04-34-10640 | P810640DA | META150 HIGH BAY DALI 112LED 156W GLASS DIFFUSER ROTOSYMEMETRICAL COMFORT OPTICS IP66/67 | 1 | 9.7 | 760.3527
04-34-10641 | P810641DA | META150 HIGH BAY DALI 112LED 156W GLASS DIFFUSER ROTOSYMMETRICAL MEDIUM OPTICS IP66/67 | 1 | 9.7 | 760.3527
04-34-10650 | P810650DA | META150 HIGH BAY DALI 140LED 179W GLASS DIFFUSER ROTOSYMEMETRICAL COMFORT OPTICS IP66/67 | 1 | 9.9 | 859.1927
04-34-10651 | P810651DA | META150 HIGH BAY DALI 140LED 179W GLASS DIFFUSER ROTOSYMMETRICAL MEDIUM OPTICS IP66/67 | 1 | 9.9 | 859.1927
04-34-10660 | P810660DA | META150 HIGH BAY DALI 168LED 215W GLASS DIFFUSER ROTOSYMEMETRICAL COMFORT OPTICS IP66/67 | 1 | 10.27 | 933.5964
04-34-10661 | P810661DA | META150 HIGH BAY DALI 168LED 215W GLASS DIFFUSER ROTOSYMMETRICAL MEDIUM OPTICS IP66/67 | 1 | 10.27 | 933.5964
| P810991 | ENCLOSURE FOR 3H EMERGENCY KIT | 1 | 6.15 | 372.0436
| P810992 | ENCLOSURE FOR 1H EMERGENCY KIT | 1 | 5.592 | 303.4436
| P810993 | PROTECTION GRILL IN ZINC STEEL | 1 | 0.751 | 58.1382
| P810994 | KIT FOR WIRES SUSPENDED INSTALLATION | 1 | 2 | 54.1673
| P810995 | PAIR OF COLLARS FOR POLE MOUNTING | 1 | 0.76 | 46.0473
| P810996 | ADJUSTABLE KIT FOR SUSPENDD INSTALLATION | 1 | 1.077 | 42.3309
| P810997 | KIT FOR DOUBLE CHAIN OR BUSBARS INSTALLATION | 1 | 0.571 | 40.2182
| P810998 | KIT FOR CEILING INSTALLATION | 1 | 1.33 | 46.5055
| P810999 | ADJUSTABLE SUPPORT IN ZINC STEEL | 1 | 1.61 | 96.4982
| P811060 | RINO CYLINDRICAL WATERTIGHT LIGHT BODY FOR 90° WALL BRACKET INSTALLATION 60W E27 | 5 | 0.44 | 56.28
| P811071 | RINO WATERTIGHT CYL LIGHTING FIXTURE IN ALUMINIUM 60W 250V IP65 E27 CABLE GLAND INLET TYPE 1/2" | 1 | 0.964 | 74.0473
| P811100 | RINO CYLINDRICAL WATERTIGHT LIGHT BODY FOR 90° WALL BRACKET INSTALLATION 100W E27 | 1 | 0.597 | 68.4727
| P811200 | RINO CYLINDRICAL WATERTIGHT LIGHT BODY FOR 90° WALL BRACKET INSTALLATION 200W E27 | 2 | 0.875 | 93.6982
| P811271 | RINO WATERTIGHT CYL LIGHTING FIXTURE IN ALUMINIUM 200W 250V IP65 E27 CABLE GLAND INLET TYPE 1/2" | 1 | 2.133 | 179.0473
| P811404 | SERIES TIGUA TUNNEL FLOODLIGHT 4 LED 34W OPTIC PS3 IP66 | 1 | 6.3 | 584.5636
| P811406 | SERIES TIGUA TUNNEL FLOODLIGHT 6 LED 51W OPTIC PS3 IP66 | 1 | 6.3 | 623.6364
| P811408 | SERIES TIGUA TUNNEL FLOODLIGHT 8 LED 68W OPTIC PS3 IP66 | 1 | 6.4 | 626.4364
| P811409 | SERIE TIGUA PROIETTORE TUNNEL 9LED 75W OTTICA PS3 IP66 | 1 | 6.6 | 675.2582
| P811412 | SERIES TIGUA TUNNEL FLOODLIGHT 12 LED 102W OPTIC PS3 IP66 | 1 | 7 | 1036.6109
| P811414 | SERIES TIGUA TUNNEL FLOODLIGHT 14 LED 119W OPTIC PS3 IP66 | 1 | 7 | 1191.4764
| P811415 | SERIE TIGUA PROIETTORE TUNNEL 15LED 124W OTTICA PS3 IP66 | 1 | 7.3 | 1456.56
| P811504 | SERIE TIGUA PROIETTORE TUNNEL 4LED 35W OTTICA RS1 IP66 | 1 | 6.3 | 584.5636
| P811506 | SERIE TIGUA PROIETTORE TUNNEL 6LED 51W OTTICA RS1 IP66 | 1 | 6.3 | 623.6364
| P811508 | SERIE TIGUA PROIETTORE TUNNEL 8LED 67W OTTICA RS1 IP66 | 1 | 6.4 | 626.4364
| P811509 | SERIES TIGUA TUNNEL FLOODLIGHT 9 LED 77W OPTIC RS1 IP66 | 1 | 6.6 | 675.2582
| P811512 | SERIES TIGUA TUNNEL FLOODLIGHT 12 LED 102W OPTIC RS1 IP66 | 1 | 7 | 1036.6109
| P811514 | SERIE TIGUA PROIETTORE TUNNEL 14LED 116W OTTICA RS1 IP66 | 1 | 7 | 1191.4764
| P811515 | SERIES TIGUA TUNNEL FLOODLIGHT 15 LED 128W OPTIC RS1 IP66 | 1 | 7.3 | 1456.56
| P811579 | TIGUA LED STREET LIGHTING WITH NARROW BEAM OPTICS, 9LED 73W IP66 | 1 | 7.85 | 743.6291
| P811900 | Par of supports in stainless steel AISI 304 for quick fixing | 1 | 1 | 81.76
| P811901 | Par of supports in stainless steel AISI 304 for quick fixing | 1 | 1 | 81.76
| P811902 | Par of supports in stainless steel AISI 304 for quick fixing | 1 | 1 | 81.76
| P811903 | Par of supports in stainless steel AISI 304 for quick fixing | 1 | 1 | 81.76
| P811904 | Par of supports in stainless steel AISI 304 for quick fixing | 1 | 1 | 81.76
| P811905 | Par of supports in stainless steel AISI 304 for quick fixing | 1 | 1 | 81.76
| P811906 | SERIE TIGUA ATTACCO DIRETTO FISSO | 1 | 1 | 72.1382
| P811907 | SERIE TIGUA ATTACCO DIRETTO ORIENTABILE | 1 | 1 | 72.1382
| P811908 | Pole-head mounting 60-76MM | 1 | 2.011 | 91.9673
| P811911 | Protective wire guard | 1 | 0.64 | 44.6473
| P811912 | Pole "U" mounting with collar | 1 | 0.47 | 82.4218
| P811914 | Wall mounting with bracket 750MM | 1 | 4.75 | 60.9127
| P811916 | Ceiling mounting KIT | 1 | 1.275 | 46.9636
| P811919 | Adjustable double chain suspension | 1 | 2.899 | 43.3745
| P811920 | Horizontal pole mounting 60mm | 1 | 2.5 | 46.6327
| P811921 | Catenary wire suspension KIT | 1 | 3.5 | 55.1091
| P811923 | SERIES TIGUA Emergency KIT 1H | 1 | 4.95 | 320.88
| P811924 | SERIES TIGUA Emergency KIT 3H | 1 | 5.15 | 396.4545
| P811925 | Par of supports in stainless steel AISI 304 for trasversal quick adjustable fixing | 1 | 1 | 81.76
| P811926 | Par of supports in stainless steel AISI 304 for trasversal quick adjustable fixing | 1 | 1 | 81.76
| P811927 | Par of supports in stainless steel AISI 304 for trasversal quick adjustable fixing | 1 | 1 | 81.76
| P811928 | Par of supports in stainless steel AISI 304 for trasversal quick adjustable fixing | 1 | 1 | 81.76
| P811929 | Par of supports in stainless steel AISI 304 for trasversal quick adjustable fixing | 1 | 1 | 81.76
| P811930 | Par of supports in stainless steel AISI 304 for trasversal quick adjustable fixing | 1 | 1 | 81.76
| P811931 | Par of supports in stainless steel AISI 304 for axial quick adjustable fixing | 1 | 1 | 81.76
| P811932 | Par of supports in stainless steel AISI 304 for axial quick adjustable fixing | 1 | 0.99 | 81.76
| P811933 | Par of supports in stainless steel AISI 304 for axial quick adjustable fixing | 1 | 0.99 | 81.76
| P811934 | Par of supports in stainless steel AISI 304 for axial quick adjustable fixing | 1 | 1 | 81.76
| P811935 | Par of supports in stainless steel AISI 304 for axial quick adjustable fixing | 1 | 0.99 | 81.76
| P811936 | Par of supports in stainless steel AISI 304 for axial quick adjustable fixing | 1 | 0.99 | 81.76
| P811937 | Par of supports in stainless steel AISI 304 for axial quick adjustable fixing | 1 | 1 | 81.76
| P811938 | Par of supports in stainless steel AISI 304 for axial quick adjustable fixing | 1 | 0.99 | 81.76
| P811939 | Par of supports in stainless steel AISI 304 for axial quick adjustable fixing | 1 | 0.99 | 81.76
| P811940 | Par of supports in stainless steel AISI 304 for axial quick adjustable fixing | 1 | 1 | 81.76
| P811941 | Par of supports in stainless steel AISI 304 for axial quick adjustable fixing | 1 | 0.99 | 81.76
| P811942 | Par of supports in stainless steel AISI 304 for axial quick adjustable fixing | 1 | 1 | 81.76
| P811943 | Par of supports in stainless steel AISI 304 for axial quick adjustable fixing | 1 | 0.99 | 81.76
| P811944 | Par of supports in stainless steel AISI 304 for axial quick adjustable fixing | 1 | 0.99 | 81.76
| P811945 | Par of supports in stainless steel AISI 304 for axial quick adjustable fixing | 1 | 0.99 | 81.76
| P811946 | Par of supports in stainless steel AISI 304 for axial quick adjustable fixing | 1 | 1 | 81.76
| P811947 | Par of supports in stainless steel AISI 304 for axial quick adjustable fixing | 1 | 1 | 81.76
| P811948 | Par of supports in stainless steel AISI 304 for axial quick adjustable fixing | 1 | 1 | 81.76
| P811954 | TIGUA STREET LIGHTING WITH WIDE BEAM OPTICS, 4LED 35W IP66 | 1 | 7.75 | 594.3382
| P811956 | TIGUA STREET LIGHTING WITH WIDE BEAM OPTICS, 6LED 51W IP66 | 1 | 7.8 | 687.8073
| P811962 | TIGUA STREET LIGHTING WITH WIDE BEAM OPTICS, 12LED 100W IP66 | 1 | 7.9 | 837.0982
| P811974 | TIGUA STREET LIGHTING WITH NARROW BEAM OPTICS, 4LED 35W IP66 | 1 | 7.75 | 594.3382
| P811976 | TIGUA STREET LIGHTING WITH NARROW BEAM OPTICS, 6LED 51W IP66 | 1 | 7.8 | 687.8073
| P812060 | RINO CYLINDRICAL WATERTIGHT LIGHT BODY FOR PENDANT INSTALLATION 60W E27 | 5 | 0.356 | 45.8182
| P812071 | RINO WATERTIGHT CYL LIGHTING FIXTURE IN ALUMINIUM 60W 250V IP65 E27 CABLE GLAND INLET TYPE 1/2" | 1 | 0.86 | 68.1418
| P812100 | RINO CYLINDRICAL WATERTIGHT LIGHT BODY FOR PENDANT INSTALLATION 100W E27 | 5 | 0.516 | 58.8255
| P812171 | RINO WATERTIGHT CYL LIGHTING FIXTURE IN ALUMINIUM 75W 250V IP65 E27 CABLE GLAND INLET TYPE | 1 | 1.34 | 94.8691
| P812200 | RINO CYLINDRICAL WATERTIGHT LIGHT BODY FOR PENDANT INSTALLATION 200W E27 | 2 | 1.62 | 79.1636
| P812271 | RINO WATERTIGHT CYL LIGHTING FIXTURE IN ALUMINIUM 100W 250V IP65 E27 CABLE GLAND INLET TYPE | 1 | 1.944 | 166.2691
| P812418 | X-TIGUA T54 18LED 152W PS3 IP66 | 1 | 8.3 | 1721.6436
| P812424 | X-TIGUA T54 24LED 203W PS3 IP66 | 1 | 8.4 | 2052.2982
| P812430 | X-TIGUA T54 30LED 253W PS3 IP66 | 1 | 8.5 | 2274.1091
| P812436 | X-TIGUA T54 36LED 303W PS3 IP66 | 1 | 13 | 2934.0182
| P812442 | X-TIGUA T54 42LED 349W PS3 IP66 | 1 | 13.2 | 3409.7891
| P812448 | X-TIGUA T54 48LED 397W PS3 IP66 | 1 | 13.4 | 3520.0073
| P812518 | X-TIGUA T54 18LED 152W RS1 IP66 | 1 | 8.3 | 1721.6436
| P812524 | X-TIGUA T54 24LED 203W RS1 IP66 | 1 | 8.4 | 2052.2982
| P812530 | X-TIGUA T54 30LED 253W RS1 IP66 | 1 | 8.5 | 2274.1091
| P812536 | X-TIGUA T54 36LED 303W RS1 IP66 | 1 | 13 | 2934.0182
| P812542 | X-TIGUA T54 42LED 349W RS1 IP66 | 1 | 13.2 | 3409.7891
| P812548 | X-TIGUA T54 48LED 397W RS1 IP66 | 1 | 13.4 | 3520.0073
| P812931L | X-TIGUA SUP AGG RAP REG ASS 6° 100X75 | 1 | 1 | 81.76
| P812931M | X-TIGUA SUP AGG RAP REG ASS 6° 100X75 | 1 | 1 | 81.76
| P812932L | X-TIGUA SUP AGG RAP REG ASS 6° 200X75 | 1 | 1 | 81.76
| P812932M | X-TIGUA SUP AGG RAP REG ASS 6° 200X75 | 1 | 1 | 81.76
| P812933L | X-TIGUA SUP AGG RAP REG ASS 6° 300X75 | 1 | 1 | 81.76
| P812933M | X-TIGUA SUP AGG RAP REG ASS 6° 300X75 | 1 | 1 | 81.76
| P812934L | X-TIGUA SUP AGG RAP REG ASS 6° 100X100 | 1 | 1 | 81.76
| P812934M | X-TIGUA SUP AGG RAP REG ASS.6° 100X100 | 1 | 1 | 81.76
| P812935L | X-TIGUA SUP AGG RAP REG ASS 6° 200X100 | 1 | 1 | 81.76
| P812935M | X-TIGUA SUP AGG RAP REG ASS 6° 200X100 | 1 | 1 | 81.76
| P812936L | X-TIGUA SUP AGG RAP REG ASS 6° 300X100 | 1 | 1 | 81.76
| P812936M | X-TIGUA SUP AGG RAP REG ASS 6° 300X100 | 1 | 1 | 81.76
| P812937L | X-TIGUA SUP AGG RAP REG ASS 8° 100X75 | 1 | 1 | 81.76
| P812937M | X-TIGUA SUP AGG RAP REG ASS 8° 100X75 | 1 | 1 | 81.76
| P812938L | X-TIGUA SUP AGG RAP REG ASS 8° 200X75 | 1 | 1 | 81.76
| P812938M | X-TIGUA SUP AGG RAP REG ASS 8° 200X75 | 1 | 1 | 81.76
| P812939L | X-TIGUA SUP AGG RAP REG ASS 8° 300X75 | 1 | 1 | 81.76
| P812939M | X-TIGUA SUP AGG RAP REG ASS 8° 300X75 | 1 | 1 | 81.76
| P812940L | X-TIGUA SUP AGG RAP REG ASS 8° 100X100 | 1 | 1 | 81.76
| P812940M | X-TIGUA SUP AGG RAP REG ASS.8° 100X100 | 1 | 1 | 81.76
| P812941L | X-TIGUA SUP AGG RAP REG ASS 8° 200X100 | 1 | 1 | 81.76
| P812941M | X-TIGUA SUP AGG RAP REG ASS 8° 200X100 | 1 | 1 | 81.76
| P812942L | X-TIGUA SUP AGG RAP REG ASS 8° 300X100 | 1 | 1 | 81.76
| P812942M | X-TIGUA SUP AGG RAP REG ASS 8° 300X100 | 1 | 1 | 81.76
| P812943L | X-TIGUA SUP AGG RAP REG ASS 10° 100X75 | 1 | 1 | 81.76
| P812943M | X-TIGUA SUP AGG RAP REG ASS 10° 100X75 | 1 | 1 | 81.76
| P812944L | X-TIGUA SUP AGG RAP REG ASS 10° 200X75 | 1 | 1 | 81.76
| P812944M | X-TIGUA SUP AGG RAP REG ASS 10° 200X75 | 1 | 1 | 81.76
| P812945L | X-TIGUA SUP AGG RAP REG ASS 10° 300X75 | 1 | 1 | 81.76
| P812945M | X-TIGUA SUP AGG RAP REG ASS 10° 300X75 | 1 | 1 | 81.76
| P812946L | X-TIGUA SUP AGG RAP REG ASS 10° 100X100 | 1 | 1 | 81.76
| P812946M | X-TIGUA SUP AGG RAP REG ASS.10° 100X100 | 1 | 1 | 81.76
| P812947L | X-TIGUA SUP AGG RAP REG ASS 10° 200X100 | 1 | 1 | 81.76
| P812947M | X-TIGUA SUP AGG RAP REG ASS 10° 200X100 | 1 | 1 | 81.76
| P812948L | X-TIGUA SUP AGG RAP REG ASS 10° 300X100 | 1 | 1 | 81.76
| P812948M | X-TIGUA SUP AGG RAP REG ASS 10° 300X100 | 1 | 1 | 81.76
| P812988 | RINO JUNCTION FOR CEILING MOUNTING OF PENDANT LIGHTING FIXTURE 4X1,2" | 1 | 0.31 | 74.0473
| P813001 | SERIE RINO-FANALE LED ALLUMINIO VERNICIATO VETRO TRASPARENTE LED 10W | 1 | 2.2 | 227.4109
| P813060 | RINO CYLINDRICAL WATERTIGHT LIGHT BODY FOR ANGLED WALL BRACKET INSTALLATION 60W E27 | 1 | 0.41 | 65.2145
| P813071 | RINO WATERTIGHT ANGLED CYL LIGHTING FIXTURE IN ALUMINIUM 60W 250V IP65 E27 CABLE GLAND 1/2" | 1 | 0.82 | 87.6655
| P813100 | RINO CYLINDRICAL WATERTIGHT LIGHT BODY FOR ANGLED WALL BRACKET INSTALLATION 100W E27 | 2 | 0.66 | 76.8473
| P813101 | SERIE RINO FANALE LED Staffa per fissaggio a parete | 1 | 1.2 | 40.4473
| P813171 | RINO WATERTIGHT ANGLED CYL LIGHTING FIXTURE IN ALUMINIUM 75W 250V IP65 E27 CABLE GLAND 1/2" | 1 | 1.562 | 118.5927
| P813200 | RINO CYLINDRICAL WATERTIGHT LIGHT BODY FOR ANGLED WALL BRACKET INSTALLATION 200W E27 | 2 | 0.95 | 97.7709
| P813271 | RINO WATERTIGHT ANGLED CYL LIGHTING FIXTURE IN ALUMINIUM 100W 250V IP65 E27 CABLE GLAND 1/2" | 1 | 2.295 | 186.0218
04-34-14052 | P814052 | RINO WATERTIGHT PORTABLE LIGHT TYPE UNAV-2137 60W 250V IP65 LAMPHOLDER E27 WITH INOX WIRE CAGE | 1 | 1.12 | 167.4145
| P815141 | NAVE HOUSING IN BRASS WITH GLOBE-HOLDER RINGS FOR WATERTIGHT CYLINDRICAL LIGHTING FIXTURES UNAV 2134-1796- 250V 1XM24 IP66 | 1 | 0.83 | 151.5309
| P815151 | NAVE HOUSING IN BRASS WITH GLOBE-HOLDER RINGS FOR WATERTIGHT CYLINDRICAL LIGHTING FIXTURES UNAV 2134-1796- 250V 2XM24 OPPOSITE IP66 | 1 | 0.91 | 171.2836
| P815161 | NAVE HOUSING IN BRASS WITH GLOBE-HOLDER RINGS FOR WATERTIGHT CYLINDRICAL LIGHTING FIXTURES UNAV 2134-1796- 250V 2XM24 COMBINED IP66 | 1 | 0.876 | 187.1164
| P815181 | NAVE HOUSING IN BRASS WITH GLOBE-HOLDER RINGS FOR WATERTIGHT CYLINDRICAL LIGHTING FIXTURES UNAV 2134-1796- 250V 3/4" 2 COMBINED IP66 | 1 | 1.4 | 336
| P817008 | TIGUA FLOODLIGHT 8LEDS SYMMETRICAL WIDE BEAM OPTIC IP66 | 1 | 7.169 | 433.6691
| P817008HT | TIGUA HT +55 FLOODLIGHT 8LEDS SYMMETRICAL WIDE BEAM OPTIC IP66 | 1 | 7.13 | 454.5927
| P817012HT | TIGUA HT +55 FLOODLIGHT 12LEDS SYMMETRICAL WIDE BEAM OPTIC IP66 | 1 | 7.18 | 481.32
| P817016 | TIGUA FLOODLIGHT 16LEDS SYMMETRICAL WIDE BEAM OPTIC IP66 | 1 | 7.2 | 481.32
| P817016HT | TIGUA HT +55 FLOODLIGHT 16LEDS SYMMETRICAL WIDE BEAM OPTIC IP66 | 1 | 7.235 | 504.5855
| P817020 | TIGUA FLOODLIGHT 20LEDS SYMMETRICAL WIDE BEAM OPTIC IP66 | 1 | 7.765 | 534.8255
| P817020HT | TIGUA HT +55 FLOODLIGHT 20LEDS SYMMETRICAL WIDE BEAM OPTIC IP66 | 1 | 7.3 | 561.5527
04-34-817021Ε | P817021EX | TIGUA-EX FLOODLIGHT 12LED 50W SYMMETRICAL OPTIC 81° IP66 2G 2D | 1 | 7.2 | 1053.36
04-34-817022Ε | P817022EX | TIGUA-EX FLOODLIGHT 12LED 72W SYMMETRICAL OPTIC 81° IP66 2G 2D | 1 | 7.2 | 1089.3782
04-34-817023Ε | P817023EX | TIGUA-EX FLOODLIGHT 24LED 101W SYMMETRICAL OPTIC 81° IP66 2G 2D | 1 | 7.8 | 1224.2618
| P817024 | TIGUA FLOODLIGHT 24LEDS SYMMETRICAL WIDE BEAM OPTIC IP66 | 1 | 7.784 | 608.0582
04-34-817024Ε | P817024EX | TIGUA-EX FLOODLIGHT 24LED 144W SYMMETRICAL OPTIC 81° IP66 2G 2D | 1 | 7.8 | 1266.1091
04-34-817031Ε | P817031EX | TIGUA-EX HIGH BAY 12LED 50W SYMMETRICAL OPTIC 81° IP66 2G 2D | 1 | 7 | 1016.1455
04-34-817032Ε | P817032EX | TIGUA-EX HIGH BAY 12LED 72W SYMMETRICAL OPTIC 81° IP66 2G 2D | 1 | 7 | 1046.3855
04-34-817033Ε | P817033EX | TIGUA-EX HIGH BAY 24LED 101W SYMMETRICAL OPTIC 81° IP66 2G 2D | 1 | 7.2 | 1220.7745
04-34-817034Ε | P817034EX | TIGUA-EX HIGH BAY 24LED 144W SYMMETRICAL OPTIC 81° IP66 2G 2D | 1 | 7.2 | 1256.8182
| P817058 | TIGUA FLOODLIGHT 8LEDS SYMMETRICAL NARROW BEAM OPTIC IP66 | 1 | 7.005 | 431.3273
| P817062 | TIGUA FLOODLIGHT 12LEDS SYMMETRICAL NARROW BEAM OPTIC IP66 | 1 | 7.18 | 458.08
| P817066 | TIGUA FLOODLIGHT 16LEDS SYMMETRICAL NARROW BEAM OPTIC IP66 | 1 | 7.2 | 480.1745
| P817070 | TIGUA FLOODLIGHT 20LEDS SYMMETRICAL NARROW BEAM OPTIC IP66 | 1 | 7.769 | 534.8255
| P817074 | TIGUA FLOODLIGHT 24LEDS SYMMETRICAL NARROW BEAM OPTIC IP66 | 1 | 7.75 | 603.4
| P817108 | TIGUA FLOODLIGHT 8LEDS ASYMMETRICAL WIDE BEAM OPTIC IP66 | 1 | 7.143 | 433.6691
| P817108HT | TIGUA HT +55 FLOODLIGHT 8LEDS ASYMMETRICAL WIDE BEAM OPTIC IP66 | 1 | 7.13 | 454.5927
| P817112HT | TIGUA HT +55 FLOODLIGHT 12LEDS ASYMMETRICAL WIDE BEAM OPTIC IP66 | 1 | 7.18 | 481.32
| P817116 | TIGUA FLOODLIGHT 16LEDS ASYMMETRICAL WIDE BEAM OPTIC IP66 | 1 | 6.904 | 481.32
| P817116HT | TIGUA HT +55 FLOODLIGHT 16LEDS ASYMMETRICAL WIDE BEAM OPTIC IP66 | 1 | 7.2 | 504.5855
| P817120 | TIGUA FLOODLIGHT 20LEDS ASYMMETRICAL WIDE BEAM OPTIC IP66 | 1 | 7.438 | 534.8255
| P817120HT | TIGUA HT +55 FLOODLIGHT 20LEDS ASYMMETRICAL WIDE BEAM OPTIC IP66 | 1 | 7.3 | 561.5527
| P817124 | TIGUA FLOODLIGHT 24LEDS ASYMMETRICAL WIDE BEAM OPTIC IP66 | 1 | 7.783 | 608.0582
| P817158 | TIGUA FLOODLIGHT 8LEDS ASYMMETRICAL NARROW BEAM OPTIC IP66 | 1 | 7.13 | 431.3273
| P817162 | TIGUA FLOODLIGHT 12LEDS ASYMMETRICAL NARROW BEAM OPTIC IP66 | 1 | 7.18 | 458.08
| P817166 | TIGUA FLOODLIGHT 16LEDS ASYMMETRICAL NARROW BEAM OPTIC IP66 | 1 | 7.227 | 480.1745
| P817170 | TIGUA FLOODLIGHT 20LEDS ASYMMETRICAL NARROW BEAM OPTIC IP66 | 1 | 7.786 | 534.8255
| P817208 | TIGUA FLOODLIGHT 8LEDS ROADWAY WIDE BEAM OPTIC IP66 | 1 | 7.145 | 431.3273
| P817208HT | TIGUA HT +55 FLOODLIGHT 8LEDS ROADWAY WIDE BEAM OPTIC IP66 | 1 | 7.13 | 452.2764
| P817212 | TIGUA FLOODLIGHT 12LEDS ROADWAY WIDE BEAM OPTIC IP66 | 1 | 7.18 | 458.08
| P817212HT | TIGUA HT +55 FLOODLIGHT 12LEDS ROADWAY WIDE BEAM OPTIC IP66 | 1 | 7.18 | 481.32
| P817216 | TIGUA FLOODLIGHT 16LEDS ROADWAY WIDE BEAM OPTIC IP66 | 1 | 6.975 | 480.1745
| P817216HT | TIGUA HT +55 FLOODLIGHT 16LEDS ROADWAY WIDE BEAM OPTIC IP66 | 1 | 7.945 | 503.4145
| P817220 | TIGUA FLOODLIGHT 20LEDS ROADWAY WIDE BEAM OPTIC IP66 | 1 | 7.759 | 534.8255
| P817220HT | TIGUA HT +55 FLOODLIGHT 20LEDS ROADWAY WIDE BEAM OPTIC IP66 | 1 | 7.3 | 561.5527
04-34-817221Ε | P817221EX | TIGUA-EX FLOODLIGHT 12LED 50W ASYMMETRICAL OPTIC 50° IP66 2G 2D | 1 | 7.2 | 1053.36
04-34-817222Ε | P817222EX | TIGUA-EX FLOODLIGHT 12LED 72W ASYMMETRICAL OPTIC 50° IP66 2G 2D | 1 | 7.2 | 1089.3782
04-34-817223Ε | P817223EX | TIGUA-EX FLOODLIGHT 24LED 101W ASYMMETRICAL OPTIC 50° IP66 2G 2D | 1 | 7.8 | 1224.2618
04-34-817224Ε | P817224EX | TIGUA-EX FLOODLIGHT 24LED 144W ASYMMETRICAL OPTIC 50° IP66 2G 2D | 1 | 7.8 | 1266.1091
| P817224HT | TIGUA HT +55 FLOODLIGHT 24LEDS ROADWAY WIDE BEAM OPTIC IP66 | 1 | 7.35 | 634.8109
| P817258 | TIGUA POLE TOP FLOODLIGHT 8LED 67W ROADWAY BEAM IP66 | 1 | 7.8 | 511.56
| P817262 | TIGUA POLE TOP FLOODLIGHT 12LED 99W ROADWAY BEAM IP66 | 1 | 7.85 | 562.7236
| P817266 | TIGUA POLE TOP FLOODLIGHT 16LED 132W ROADWAY BEAM IP66 | 1 | 7.87 | 640.6145
| P817270 | TIGUA POLE TOP FLOODLIGHT 20LED 145W ROADWAY BEAM IP66 | 1 | 8.37 | 775.4727
| P817274 | TIGUA POLE TOP FLOODLIGHT 24LED 188W ROADWAY BEAM IP66 | 1 | 8.42 | 820.8327
| P817304 | TIGUA SUSPENSION 4LEDS GLASS DIFFUSER WIDE BEAM OPTIC IP66 | 1 | 6.087 | 361.5818
| P817304DA | TIGUA DALI SUSPENSION 4LEDS GLASS DIFFUSER WIDE BEAM OPTIC IP66 | 1 | 6.07 | 384.8218
| P817304HT | TIGUA HT +55 SUSPENSION 4LEDS GLASS DIFFUSER WIDE BEAM OPTIC IP66 | 1 | 6.07 | 379.0182
| P817305 | TIGUA SUSPENSION 4LEDS GLASS DIFFUSER WIDE BEAM OPTIC EMERGENCY IP66 | 1 | 6.37 | 391.7964
| P817308 | TIGUA SUSPENSION 8LEDS GLASS DIFFUSER WIDE BEAM OPTIC IP66 | 1 | 6.539 | 461.5673
| P817308DA | TIGUA DALI SUSPENSION 8LEDS GLASS DIFFUSER WIDE BEAM OPTIC IP66 | 1 | 6.53 | 491.8073
| P817308HT | TIGUA HT +55 SUSPENSION 8LEDS GLASS DIFFUSER WIDE BEAM OPTIC IP66 | 1 | 6.53 | 483.6618
| P817309 | TIGUA SUSPENSION 8LEDS GLASS DIFFUSER WIDE BEAM OPTIC EMERGENCY IP66 | 1 | 6.83 | 489.4655
| P817312 | TIGUA SUSPENSION 12LEDS GLASS DIFFUSER WIDE BEAM OPTIC IP66 | 1 | 6.58 | 538.3127
| P817312DA | TIGUA DALI SUSPENSION 12LEDS GLASS DIFFUSER WIDE BEAM OPTIC IP66 | 1 | 6.478 | 576.6727
| P817312HT | TIGUA HT +55 SUSPENSION 12LEDS GLASS DIFFUSER WIDE BEAM OPTIC IP66 | 1 | 6.58 | 568.5273
| P817313 | TIGUA SUSPENSION 12LEDS GLASS DIFFUSER WIDE BEAM OPTIC EMERGENCY IP66 | 1 | 6.88 | 568.5273
| P817316 | TIGUA SUSPENSION 16LEDS GLASS DIFFUSER WIDE BEAM OPTIC IP66 | 1 | 6.6 | 566.2109
| P817316DA | TIGUA DALI SUSPENSION 16LEDS GLASS DIFFUSER WIDE BEAM OPTIC IP66 | 1 | 6.6 | 604.5709
| P817316HT | TIGUA HT +55 SUSPENSION 16LEDS GLASS DIFFUSER WIDE BEAM OPTIC IP66 | 1 | 6.6 | 591.7927
| P817317 | TIGUA SUSPENSION 16LEDS GLASS DIFFUSER WIDE BEAM OPTIC EMERGENCY IP66 | 1 | 6.9 | 588.3055
| P817320 | TIGUA SUSPENSION 20LEDS GLASS DIFFUSER WIDE BEAM OPTIC IP66 | 1 | 7.1 | 611.5455
| P817320DA | TIGUA DALI SUSPENSION 20LEDS GLASS DIFFUSER WIDE BEAM OPTIC IP66 | 1 | 6.972 | 675.4873
| P817320HT | TIGUA HT +55 SUSPENSION 20LEDS GLASS DIFFUSER WIDE BEAM OPTIC IP66 | 1 | 6.7 | 644.1018
| P817321 | TIGUA SUSPENSION 20LEDS GLASS DIFFUSER WIDE BEAM OPTIC EMERGENCY IP66 | 1 | 7.4 | 635.9564
| P817324 | TIGUA SUSPENSION 24LEDS GLASS DIFFUSER WIDE BEAM OPTIC IP66 | 1 | 7.255 | 701.0691
| P817324DA | TIGUA DALI SUSPENSION 24LEDS GLASS DIFFUSER WIDE BEAM OPTIC IP66 | 1 | 7.158 | 778.96
| P817324HT | TIGUA HT +55 SUSPENSION 24LEDS GLASS DIFFUSER WIDE BEAM OPTIC IP66 | 1 | 6.75 | 733.6255
| P817325 | TIGUA SUSPENSION 24LEDS GLASS DIFFUSER WIDE BEAM OPTIC EMERGENCY IP66 | 1 | 7.45 | 724.3345
| P817354 | TIGUA SUSPENSION 4LEDS GLASS DIFFUSER MEDIUM BEAM OPTIC IP66 | 1 | 0.006 | 370.8727
| P817358 | TIGUA SUSPENSION 8LEDS GLASS DIFFUSER MEDIUM BEAM OPTIC IP66 | 1 | 6.53 | 475.5164
| P817362 | TIGUA SUSPENSION 12LEDS GLASS DIFFUSER MEDIUM BEAM OPTIC IP66 | 1 | 6.58 | 553.4073
| P817366 | TIGUA SUSPENSION 16LEDS GLASS DIFFUSER MEDIUM BEAM OPTIC IP66 | 1 | 0.007 | 577.8182
| P817370 | TIGUA SUSPENSION 20LEDS GLASS DIFFUSER MEDIUM BEAM OPTIC IP66 | 1 | 0.007 | 628.9818
| P817374 | TIGUA SUSPENSION 24LEDS GLASS DIFFUSER MEDIUM BEAM OPTIC IP66 | 1 | 6.625 | 721.9927
| P817404 | TIGUA SUSPENSION 4LEDS GLASS DIFFUSER NARROW BEAM OPTIC IP66 | 1 | 6.07 | 365.0691
| P817408 | TIGUA SUSPENSION 8LEDS GLASS DIFFUSER NARROW BEAM OPTIC IP66 | 1 | 6.53 | 468.5418
| P817412 | TIGUA SUSPENSION 12LEDS GLASS DIFFUSER NARROW BEAM OPTIC IP66 | 1 | 0.007 | 546.4327
| P817416 | TIGUA SUSPENSION 16LEDS GLASS DIFFUSER NARROW BEAM OPTIC IP66 | 1 | 6.6 | 574.3309
| P817420 | TIGUA SUSPENSION 20LEDS GLASS DIFFUSER NARROW BEAM OPTIC IP66 | 1 | 7.1 | 620.8364
| P817424 | TIGUA SUSPENSION 24LEDS GLASS DIFFUSER NARROW BEAM OPTIC IP66 | 1 | 0.007 | 713.8473
| P817454 | TIGUA SUSPENSION 4LEDS GLASS DIFFUSER ELLIPTICAL BEAM OPTIC IP66 | 1 | 6.07 | 406.9164
| P817458 | TIGUA SUSPENSION 8LEDS GLASS DIFFUSER ELLIPTICAL BEAM OPTIC IP66 | 1 | 6.53 | 522.0218
| P817462 | TIGUA SUSPENSION 12LEDS GLASS DIFFUSER ELLIPTICAL BEAM OPTIC IP66 | 1 | 6.58 | 605.7418
| P817466 | TIGUA SUSPENSION 16LEDS GLASS DIFFUSER ELLIPTICAL BEAM OPTIC IP66 | 1 | 6.6 | 649.9055
| P817470 | TIGUA SUSPENSION 20LEDS GLASS DIFFUSER ELLIPTICAL BEAM OPTIC IP66 | 1 | 7.1 | 701.0691
| P817474 | TIGUA SUSPENSION 24LEDS GLASS DIFFUSER ELLIPTICAL BEAM OPTIC IP66 | 1 | 7.223 | 794.08
| P817504 | TIGUA SUSPENSION 4LEDS POLYCARBONATE DIFFUSER WIDE BEAM OPTIC IP66 | 1 | 5.6 | 383.6764
| P817508 | TIGUA SUSPENSION 8LEDS POLYCARBONATE DIFFUSER WIDE BEAM OPTIC IP66 | 1 | 6.06 | 481.32
| P817512 | TIGUA SUSPENSION 12LEDS POLYCARBONATE DIFFUSER WIDE BEAM OPTIC IP66 | 1 | 6.11 | 559.2364
| P817516 | TIGUA SUSPENSION 16LEDS POLYCARBONATE DIFFUSER WIDE BEAM OPTIC IP66 | 1 | 0.006 | 580.16
| P817520 | TIGUA SUSPENSION 20LEDS POLYCARBONATE DIFFUSER WIDE BEAM OPTIC IP66 | 1 | 6.63 | 627.8364
| P817524 | TIGUA SUSPENSION 24LEDS POLYCARBONATE DIFFUSER WIDE BEAM OPTIC IP66 | 1 | 6.625 | 713.8473
| P817708 | TIGUA FLOODLIGHT 8LEDS 67W ASYMMETTRICAL 55° NARROW BEAM OPTIC IP66 | 1 | 7.13 | 433.6691
| P817712 | TIGUA FLOODLIGHT 12LEDS SYMMETRICAL NARROW BEAM OPTIC IP66 | 1 | 7.18 | 458.08
| P817716 | TIGUA FLOODLIGHT 16LEDS 132W SYMMETRICAL 55° NARROW BEAM OPTIC IP66 | 1 | 7.2 | 481.32
| P817720 | TIGUA FLOODLIGHT 20LEDS 145W ASYMMETRICAL NARROW BEAM OPTIC IP66 | 1 | 7.7 | 534.8255
| P817724 | TIGUA FLOODLIGHT 24LEDS 170W ASYMMETRICAL 55° NARROW BEAM OPTIC IP66 | 1 | 7.75 | 608.0582
| P817758 | TIGUA FLOODLIGHT 8LEDS 67W SYMMETRICAL NARROW BEAM OPTIC IP66 | 1 | 7.13 | 433.6691
| P817762 | TIGUA FLOODLIGHT 12LEDS 99W SYMMETRICAL NARROW BEAM OPTIC IP66 | 1 | 7.18 | 458.08
| P817766 | TIGUA FLOODLIGHT 132LEDS 132W SYMMETRICAL NARROW BEAM OPTIC IP66 | 1 | 7.2 | 481.32
| P817770 | TIGUA FLOODLIGHT 20LEDS 145W SYMMETRICAL NARROW BEAM OPTIC IP66 | 1 | 7.7 | 534.8255
| P817774 | TIGUA FLOODLIGHT 24LEDS 170W SYMMETRICAL NARROW BEAM OPTIC IP66 | 1 | 7.75 | 608.0582
04-34-818021Ε | P818021EX | XTIGUA-EX FLOODLIGHT 36LED 151W SYMMETRICAL OPTIC 81° IP66 2G 2D | 1 | 10 | 1984.6145
04-34-818022Ε | P818022EX | XTIGUA-EX FLOODLIGHT 36LED 216W SYMMETRICAL OPTIC 81° IP66 2G 2D | 1 | 10 | 2056.7018
04-34-818023Ε | P818023EX | XTIGUA-EX FLOODLIGHT 48LED 201W SYMMETRICAL OPTIC 81° IP66 2G 2D | 1 | 10.5 | 2245.04
04-34-818024Ε | P818024EX | XTIGUA-EX FLOODLIGHT 48LED 288W SYMMETRICAL OPTIC 81° IP66 2G 2D | 1 | 10.5 | 2324.1018
| P818028 | X-TIGUA PRO 28LED 235W SIM DIF IP66 | 1 | 10.5 | 1064.9673
| P818028HT | X-TIGUA PRO 28LED 166W HT55 SIM DIF | 1 | 10.5 | 1117.3018
04-34-818031Ε | P818031EX | XTIGUA-EX HIGH BAY 36LED 151W SYMMETRICAL OPTIC 81° IP66 2G 2D | 1 | 9.5 | 1972.9818
| P818032 | X-TIGUA PRO 32LED 270W SIM DIF IP66 | 1 | 10.7 | 1124.2764
04-34-818032Ε | P818032EX | XTIGUA-EX HIGH BAY 36LED 216W SYMMETRICAL OPTIC 81° IP66 2G 2D | 1 | 9.5 | 2038.0945
| P818032HT | X-TIGUA PRO 32LED 189W HT55 SIM DIF | 1 | 10.7 | 1178.9018
04-34-818033Ε | P818033EX | XTIGUA-EX HIGH BAY 48LED 201W SYMMETRICAL OPTIC 81° IP66 2G 2D | 1 | 10 | 2212.5091
04-34-818034Ε | P818034EX | XTIGUA-EX HIGH BAY 48LED 288W SYMMETRICAL OPTIC 81° IP66 2G 2D | 1 | 10 | 2302.0327
| P818040 | X-TIGUA PRO 40LED 336W SIM DIF IP66 | 1 | 14.4 | 1549.8
| P818040HT | X-TIGUA PRO 40LED 237W HT55 SIM DIF | 1 | 14.4 | 1626.52
| P818048 | X-TIGUA PRO 48LED 400W SIM DIF IP66 | 1 | 14.5 | 1650.9564
| P818048HT | X-TIGUA PRO 48LED 284W HT55 SIM DIF | 1 | 14.5 | 1733.48
| P818056 | X-TIGUA PRO 28+28LED 470W SIM DIF IP66 | 1 | 25 | 2278.7673
| P818056HT | X-TIGUA PRO 28+28LED 332W HT55 SIM DIF | 1 | 25 | 2390.3855
| P818064 | X-TIGUA PRO 48+48LED 618W SIM ASIM IP66 | 1 | 25.2 | 2402.0182
| P818064HT | X-TIGUA PRO 32+32LED 378W HT55 SIM DIF | 1 | 25.2 | 2519.44
| P818128 | X-TIGUA PRO 28LED 235W SIM CON IP66 | 1 | 10.5 | 1064.9673
| P818132 | X-TIGUA PRO 32LED 270W SIM CON IP66 | 1 | 10.7 | 1124.2764
| P818140 | X-TIGUA PRO 40LED 336W SIM CON IP66 | 1 | 14.4 | 1549.8
| P818148 | X-TIGUA PRO 48LED 400W SIM CON IP66 | 1 | 14.5 | 1650.9564
| P818156 | X-TIGUA PRO 28+28LED 470W SIM CON IP66 | 1 | 25 | 2278.7673
| P818164 | X-TIGUA PRO 32+32LED 535W SIM CON IP66 | 1 | 25.2 | 2402.0182
04-34-818221Ε | P818221EX | XTIGUA-EX FLOODLIGHT 36LED 151W ASYMMETRICAL OPTIC 50° IP66 2G 2D | 1 | 10 | 1984.6145
04-34-818222Ε | P818222EX | XTIGUA-EX FLOODLIGHT 36LED 216W ASYMMETRICAL OPTIC 50° IP66 2G 2D | 1 | 10 | 2056.7018
04-34-818223Ε | P818223EX | XTIGUA-EX FLOODLIGHT 48LED 201W ASYMMETRICAL OPTIC 50° IP66 2G 2D | 1 | 10.5 | 2245.04
04-34-818224Ε | P818224EX | XTIGUA-EX FLOODLIGHT 48LED 288W ASYMMETRICAL OPTIC 50° IP66 2G 2D | 1 | 10.5 | 2324.1018
| P818228 | X-TIGUA PRO 28LED 235W ASM DIF IP66 | 1 | 10.5 | 1064.9673
| P818228HT | X-TIGUA PRO 28LED 166W HT55 ASM DIF | 1 | 10.5 | 1117.3018
| P818232 | X-TIGUA PRO 32LED 270W ASM DIF IP66 | 1 | 10.7 | 1124.2764
| P818232HT | X-TIGUA PRO 32LED 189W HT55 ASM DIF | 1 | 10.7 | 1178.9018
| P818240 | X-TIGUA PRO 40LED 336W ASM DIF IP66 | 1 | 14.4 | 1549.8
| P818240HT | X-TIGUA PRO 40LED 237W HT55 ASM DIF | 1 | 14.4 | 1626.52
| P818248 | X-TIGUA PRO 48LED 400W ASM DIF IP66 | 1 | 14.5 | 1650.9564
| P818248HT | X-TIGUA PRO 48LED 284W HT55 ASM DIF | 1 | 14.5 | 1733.48
| P818256 | X-TIGUA PRO 28+28LED 470W ASM DIF IP66 | 1 | 25 | 2278.7673
| P818256HT | X-TIGUA PRO 28+28LED 332W HT55 ASM DIF | 1 | 25 | 2390.3855
| P818264 | X-TIGUA PRO 32+32LED 535W ASM DIF IP66 | 1 | 25.2 | 2402.0182
| P818264HT | X-TIGUA PRO 32+32LED 378W HT55 ASM DIF | 1 | 25.2 | 2519.44
| P818328 | X-TIGUA PRO 28LED 235W ASM CON IP66 | 1 | 10.5 | 1064.9673
| P818332 | X-TIGUA PRO 32LED 270W ASM CON IP66 | 1 | 10.7 | 1124.2764
| P818340 | X-TIGUA PRO 40LED 336W ASM CON IP66 | 1 | 14.4 | 1549.8
| P818348 | X-TIGUA PRO 48LED 400W ASM CON IP66 | 1 | 14.5 | 1650.9564
| P818356 | X-TIGUA PRO 28+28LED 470W ASM CON IP66 | 1 | 25 | 2278.7673
| P818364 | X-TIGUA PRO 32+32LED 535W ASM CON IP66 | 1 | 25.2 | 2402.0182
| P818428 | X-TIGUA PRO 28LED 235W STR IP66 | 1 | 10.5 | 1064.9673
| P818428HT | X-TIGUA PRO 28LED 166W HT55 STR | 1 | 10.5 | 1117.3018
| P818432 | X-TIGUA PRO 32LED 270W STR IP66 | 1 | 10.7 | 1124.2764
| P818432HT | X-TIGUA PRO 32LED 189W HT55 STR | 1 | 10.7 | 1178.9018
| P818440 | X-TIGUA PRO 40LED 336W STR IP66 | 1 | 14.4 | 1549.8
| P818440HT | X-TIGUA PRO 40LED 237W HT55 STR | 1 | 14.4 | 1626.52
| P818448 | X-TIGUA PRO 48LED 400W STR IP66 | 1 | 14.5 | 1650.9564
| P818448HT | X-TIGUA PRO 48LED 284W HT55 STR | 1 | 14.5 | 1733.48
| P818456 | X-TIGUA PRO 28+28LED 470W STR IP66 | 1 | 25 | 2278.7673
| P818456HT | X-TIGUA PRO 28+28LED 332W HT55 STR | 1 | 25 | 2390.3855
| P818464 | X-TIGUA PRO 32+32LED 535W STR IP66 | 1 | 25.2 | 2402.0182
| P818464HT | X-TIGUA PRO 32+32LED 378W HT55 STR | 1 | 25.2 | 2519.44
| P818528 | X-TIGUA PRO 28LED 235W ASM SPO IP66 | 1 | 10.5 | 1064.9673
| P818532 | X-TIGUA PRO 32LED 270W ASM SPO IP66 | 1 | 10.7 | 1124.2764
| P818540 | X-TIGUA PRO 40LED 336W ASM SPO IP66 | 1 | 14.4 | 1549.8
| P818548 | X-TIGUA PRO 48LED 400W ASM SPO IP66 | 1 | 14.5 | 1650.9564
| P818556 | X-TIGUA PRO 28+28LED 470W ASM SPO IP66 | 1 | 25 | 2278.7673
| P818628 | X-TIGUA PRO 28LED 235W CON SPO IP66 | 1 | 10.5 | 1064.9673
| P818632 | X-TIGUA PRO 32LED 270W CON SPO IP66 | 1 | 10.7 | 1124.2764
| P818640 | X-TIGUA PRO 40LED 336W CON SPO IP66 | 1 | 14.4 | 1549.8
| P818648 | X-TIGUA PRO 48LED 400W CON SPO IP66 | 1 | 14.5 | 1650.9564
| P818656 | X-TIGUA PRO 28+28LED 470W CON SPO IP66 | 1 | 25 | 2278.7673
| P818664 | X-TIGUA PRO 32+32LED 535W CON SPO IP66 | 1 | 25.2 | 2402.0182
| P818905 | KIT CONNECTORS FOR IN/OUT | 1 | 1.5 | 116.2764
| P818990 | X-TIGUA TRAVERSA 1 PROIETTORE | 1 | 5.5 | 116.2764
| P818991 | X-TIGUA TRAVERSA 2 TAGLIA 2/4 TAGLIA 1 | 1 | 8.5 | 175.56
| P818992 | SERIE X-TIGUA GRIGLIA DI PROTEZIONE PER APPARECCHI TAGLIA M | 1 | 0.64 | 107.6727
| P818993 | X-TIGUA GRIGLIA DI PROTEZIONE TAGLIA 2 | 1 | 0.9 | 147.6618
| P819001 | NAVE SPARE GLOBE-HOLDER RING IN BRASS FOR NAVE WATERTIGHT LIGHTING FIXTURES WITH CYLINDRICAL DIFFUSER UNAV 2134 60W | 1 | 0.11 | 43.7564
| P819012 | RINO SPARE DIFFUSER IN RIBBED GLASS FOR CYL LIGHTING FIXTURES 60W CLEAR GLASS | 1 | 0.423 | 29.5273
| P819015 | RINO SPARE DIFFUSER IN POLYCARBONATE FOR CYL LIGHTING FIXTURES 40W CLEAR GLASS | 1 | 0.084 | 16.7491
| P819017 | RINO SPARE DIFFUSER IN POLYCARBONATE FOR CYL LIGHTING FIXTURES 40W YELLOW | 1 | 0.1 | 16.7491
| P819018 | RINO SPARE DIFFUSER IN POLYCARBONATE FOR CYL LIGHTING FIXTURES 40W RED | 1 | 0.116 | 16.7491
| P819019 | RINO SPARE DIFFUSER IN POLYCARBONATE FOR CYL LIGHTING FIXTURES 40W GREEN | 1 | 0.085 | 16.7491
| P819020 | RINO TROPICALIZED STEEL WIRE CAGE FOR CYL LIGHTING FIXTURE 60W | 1 | 0.093 | 18.48
| P819022 | RINO INOX STEEL WIRE CAGE FOR CYL LIGHTING FIXTURE | 1 | 0.088 | 27.8982
| P819030 | RINO REFLECTOR IN GALVANIZED AND PAINTED STEEL FOR CYL LIGHTING FIXTURES 60W | 5 | 0.225 | 28.6109
| P819040 | RINO SPARE SEAL IN NON AGEING MATERIAL FOR CYL LIGHTING FIXTURES 60W | 1 | 0.012 | 3.8691
| P819055 | RINO LAMPHOLDER WITH SUPPORT FOR CYL LIGHTING FIXTURES HOLDER E27 IN PORCELAINE | 20 | 0.07 | 7.6873
| P819056 | RINO LAMPHOLDER WITH SUPPORT FOR OVAL AND ROUND LIGHTING FIXTURES HOLDER E27 IN PORCELAINE | 10 | 0.085 | 8.8836
| P819112 | RINO SPARE DIFFUSER IN CLEAR GLASS 75W | 1 | 0.738 | 45.0036
| P819120 | RINO TROPICALIZED STEEL WIRE CAGE FOR CYL LIGHTING FIXTURE 100W | 1 | 0.154 | 18.7091
| P819130 | RINO REFLECTOR IN GALVANIZED AND PAINTED STEEL FOR CYL LIGHTING FIXTURES 100W | 5 | 0.311 | 35.9164
| P819135 | RINO SHADE FOR DIRECTING LIGHT BEAM IN GALVANIZED AND PAINTED STEEL 100W | 1 | 0.2 | 33.0145
| P819140 | RINO GASKET FOR CYLINDRICAL LIGHTING FIXTURE 100W | 1 | 0.015 | 4.0727
| P819160 | NAVE CYLINDRICAL DIFFUSER IN SMOOTH GLASS FOR NAVE WATERTIGHT LIGHTING FIXTURES UNAV 2132 100W | 1 | 0.72 | 73.5127
| P819212 | RINO DIFFUSER 100W CLEAR GLASS | 1 | 1.065 | 88.8364
| P819220 | RINO TROPICALIZED STEEL WIRE CAGE FOR CYL LIGHTING FIXTURE 200W | 1 | 0.237 | 20.4655
| P819230 | RINO REFLECTOR IN GALVANIZED AND PAINTED STEEL FOR CYL LIGHTING FIXTURES 200W | 5 | 0.404 | 43.1455
| P819235 | RINO SHADE FOR DIRECTING LIGHT BEAM IN GALVANIZED AND PAINTED STEEL 200W | 1 | 0.52 | 54.6509
| P819328DA | X-TIGUA SPS 28LED 235W DALI DIF VT | 1 | 8.3 | 1053.36
| P819332DA | X-TIGUA SPS 32LED 270W DALI DIF VT | 1 | 8.4 | 1111.4727
| P819340DA | X-TIGUA SPS 40LED 336W DALI DIF VT | 1 | 13 | 1591.6473
| P819348DA | X-TIGUA SPS 48LED 400W DALI DIF VT | 1 | 13.1 | 1611.4255
| P819428HT | X-TIGUA SPS 28LED 166W HT55 MED VT | 1 | 8.3 | 1107.9855
| P819432HT | X-TIGUA SPS 32LED 189W HT55 MED VT | 1 | 8.4 | 1166.1236
| P819440HT | X-TIGUA SPS 40LED 237W HT55 MED VT | 1 | 13 | 1670.7091
| P819448HT | X-TIGUA SPS 48LED 284W HT55 MED VT | 1 | 13.1 | 1690.4618
| P819528DA | X-TIGUA SPS 28LED 235W DALI CON VT | 1 | 8.3 | 1053.36
| P819528VHT | X-TIGUA SPS 28LED 166W HT70 CON VT | 1 | 9.6 | 1297.4945
| P819532DA | X-TIGUA SPS 32LED 270W DALI CON VT | 1 | 8.4 | 1111.4727
| P819532VHT | X-TIGUA SPS 32LED 189W HT70 CON VT | 1 | 9.7 | 1353.3164
| P819540DA | X-TIGUA SPS 40LED 336W DALI CON VT | 1 | 13 | 1591.6473
| P819540VHT | X-TIGUA SPS 40LED 237W HT70 CON VT | 1 | 15.3 | 1954.4
| P819548DA | X-TIGUA SPS 48LED 400W DALI CON VT | 1 | 13.1 | 1611.4255
| P819548VHT | X-TIGUA SPS 48LED 284W HT70 CON VT | 1 | 15.4 | 1995.0764
| P819994 | X-TIGUA SERIES 0-90 DEGREE ADJUSTABLE BRACKET FOR DOUBLE CHAIN SIZE M LUMINAIRE | 1 | 2.5 | 68.7018
| P819995 | X-TIGUA SERIES 0-90 DEGREE ADJUSTABLE BRACKET FOR DOUBLE CHAIN SIZE L LUMINAIRE | 1 | 2.5 | 79.0618
| P819996 | X-TIGUA KIT FISSAGGIO A PLAFONE TGL 1 | 1 | 2.5 | 37.5455
| P819997 | X-TIGUA KIT FISSAGGIO A PLAFONE TGL 2 | 1 | 2.5 | 46.6327
| P820000 | RINO SWIVELLING SUPPORTS FOR STAINLESS STEEL LIGHTING FIXTURES | 1 | 0.36 | 30.6982
| P820001 | RINO PAIR OF HOOKS FOR INSTALLATION AND SUSPENSION OF WATERTIGHT STAINLESS STEEL LIGHTING FIXTURES | 1 | 0.102 | 8.96
| P820002 | RINO STELL REFLECTOR FOR LIGHTING FIXTURES 18W | 1 | 0.157 | 49.3055
| P820003 | RINO STELL REFLECTOR FOR LIGHTING FIXTURES 36W | 1 | 0.3 | 53.0218
| P820006 | RINO PAIR OF COLLARS FOR TUBE DIAM.60 MM | 1 | 0.406 | 65.2145
| P820007 | PAIR OF BULKHEAD ATTACHMENTS FOR OUTDOOR NAVAL LIGHTING FIXTURES CODE 881062-881562 | 1 | 1.415 | 260.8836
| P820008 | RINO REFLECTOR FOR LIGHTING FIXTURES 58W | 1 | 6 | 59.1818
| P820010 | SWIVELLING SUPPORTS FOR STAINLESS STEEL LIGHTING FIXTURES | 1 | 0.355 | 33.7273
| P820011 | PAIR OF EYEBOLT FOR INSTALLATION AND SUSPENSION OF WATERTIGHT STAINLESS STEEL LIGHTING FIXTURES | 1 | 0.861 | 12.4473
| P820016 | PAIR OF COLLARS FOR TUBE DIAM.60 MM | 1 | 0.4 | 76.0327
| P820017 | WALL/CEILING SUPPORTS FOR STAINLESS STEEL LIGHTING FIXTURES | 1 | 0.31 | 51.0364
| P820018 | KIT FOR RAPID CEILING MOUNTING | 1 | 2.5 | 82.0909
| P820019 | KIT FOR RAPID CEILING MOUNTING | 1 | 2.5 | 48.9491
| P820020 | RINO TRANSPARENT DIFFUSER FOR LIGHTING FIXTURE IN STAINLESS STEEL 2X18 IP66 | 1 | 0.591 | 95.7091
| P820021 | RINO OPAQUE DIFFUSER FOR LIGHTING FIXTURE IN STAINLESS STEEL 2X18 IP66 | 1 | 0.639 | 102.4036
| P820022 | RINO TRANSPARENT DIFFUSER FOR LIGHTING FIXTURE IN STAINLESS STEEL 18W IP66 | 1 | 1.389 | 111.72
| P820030 | RINO TRANSPARENT DIFFUSER FOR LIGHTING FIXTURE IN STAINLESS STEEL 2X36 IP66 | 1 | 1.256 | 113.9855
| P820031 | RINO OPAQUE DIFFUSER FOR LIGHTING FIXTURE IN STAINLESS STEEL 2X36 IP66 | 1 | 1.25 | 120.12
| P820032 | RINO TRANSPARENT DIFFUSER FOR LIGHTING FIXTURE IN STAINLESS STEEL 36W IP66 | 1 | 2.607 | 144.1745
| P820042 | RINO TRANSPARENT DIFFUSER FOR LIGHTING FIXTURE IN STAINLESS STEEL 58W IP66 | 1 | 0.695 | 177.8764
| P820111 | RINO STAINLESS STEEL-GLASS LIGHTING FIXTURE (1+1)X18W CON RIFLETTORE SIMMETRICO EMERGENCY IN ALLUMINIO 230V 50HZ G13T8 | 1 | 4.826 | 573.1855
| P820132EX | RINO-EX STAINLESS STEEL-GLASS LIGHTING FIXTURE 2X18W WITH SYMMETRICAL REFLECOTR IN ALUMINIUM AND ELECTRONIC POWER SUPPLY 2D3G | 1 | 4.011 | 675.4873
| P820151 | RINO STAINLESS STEEL-GLASS LIGHTING FIXTURE 1X18W WITH SYMMETRICAL REFLECTOR IN ALUMINIUM 230VAC/DC 50HZ G13T8 | 1 | 4.082 | 503.4145
| P820152 | RINO STAINLESS STEEL-GLASS LIGHTING FIXTURE 2X18W WITH SYMMETRICAL REFLECTOR IN ALUMINIUM 230VAC/DC 50HZ G13T8 | 1 | 4.1 | 545.2873
| P820231EX | RINO-EX STAINLESS STEEL-GLASS LIGHTING FIXTURE 1X36W WITH SYMMETRICAL REFLECOTR IN ALUMINIUM AND ELECTRONIC POWER SUPPLY 2D3G | 1 | 6.651 | 658.0509
| P820232EX | RINO-EX STAINLESS STEEL-GLASS LIGHTING FIXTURE 2X36W WITH SYMMETRICAL REFLECOTR IN ALUMINIUM AND ELECTRONIC POWER SUPPLY 2D3G | 1 | 6.973 | 780.1309
| P820251 | RINO STAINLESS STEEL-GLASS LIGHTING FIXTURE 1X36W WITH SYMMETRICAL REFLECTOR IN ALUMINIUM 230VAC/DC 50HZ G13T8 | 1 | 7 | 561.5527
| P820252 | RINO STAINLESS STEEL-GLASS LIGHTING FIXTURE 2X36W WITH SYMMETRICAL REFLECTOR IN ALUMINIUM 230VAC/DC 50HZ G13T8 | 1 | 6.65 | 646.4182
| P820311 | RINO STAINLESS STEEL-GLASS LIGHTING FIXTURE (1+1)X58W CON RIFLETTORE SIMMETRICO EMERGENCY IN ALLUMINIO 230V 50HZ G13T8 | 1 | 8.756 | 754.5491
| P820331 | RINO STAINLESS STEEL-GLASS LIGHTING FIXTURE 1X58W WITH SYMMETRICAL REFLECTOR IN ALUMINIUM AND ELECTRONIC POWER SUPPLY 230VAC/DC 50HZ G13T8 | 1 | 7.93 | 498.7818
| P820331EX | RINO-EX STAINLESS STEEL-GLASS LIGHTING FIXTURE 1X58W WITH SYMMETRICAL REFLECOTR IN ALUMINIUM AND ELECTRONIC POWER SUPPLY 2D3G | 1 | 8.015 | 747.5745
| P820332EX | RINO-EX STAINLESS STEEL-GLASS LIGHTING FIXTURE 2X58W WITH SYMMETRICAL REFLECOTR IN ALUMINIUM AND ELECTRONIC POWER SUPPLY 2D3G | 1 | 8.349 | 785.9345
| P820382 | RINOLED STAINLESS STEEL-GLASS L1300 LIGHTING FIXTURE 52W NARROW BEAM IP66 | 1 | 7.029 | 524.3382
| P820392EX | RINOLED STAINLESS STEEL-GLASS L1300 LIGHTING FIXTURE 52W NARROW BEAM IP65/66 3G2D | 1 | 7.4 | 820.8327
| P820482 | RINOLED STAINLESS STEEL-GLASS L1300 LIGHTING FIXTURE 63W NARROW BEAM IP66 | 1 | 7.465 | 549.92
| P820492EX | RINOLED STAINLESS STEEL-GLASS L1300 LIGHTING FIXTURE 75W NARROW BEAM IP65/66 2D3G | 1 | 7.946 | 840.5855
| P820582 | RINOLED STAINLESS STEEL-GLASS L1300 LIGHTING FIXTURE 75W NARROW BEAM IP66 | 1 | 7.4 | 577.8182
| P820662 | RINO STAINLESS STEEL-GLASS LIGHTING FIXTURE 2X35W WITH SYMMETRICAL REFLECTOR IN ALUMINIUM AND ELECTRONIC POWER SUPPLY 230VAC/DC 50HZ G5 T5 | 1 | 7.454 | 448.7891
| P820711 | RINO STAINLESS STEEL-GLASS LIGHTING FIXTURE (1+1)X49W WITH SYMMETRICAL REFLECTOR IN ALUMINIUM AND ELECTRONIC POWER SUPPLY 230VAC/DC 50HZ G5 T5 | 1 | 6 | 631.3236
| P820762 | RINO STAINLESS STEEL-GLASS LIGHTING FIXTURE 2X49W WITH SYMMETRICAL REFLECTOR IN ALUMINIUM AND ELECTRONIC POWER SUPPLY 230VAC/DC 50HZ G5 T5 | 1 | 8.018 | 448.7891
| P820862 | RINO STAINLESS STEEL-GLASS LIGHTING FIXTURE 2X80W WITH SYMMETRICAL REFLECTOR IN ALUMINIUM AND ELECTRONIC POWER SUPPLY 230VAC/DC 50HZ G5 T5 | 1 | 8.4 | 461.5673
| P820962 | RINO STAINLESS STEEL-GLASS LIGHTING FIXTURE 2X54W WITH SYMMETRICAL REFLECTOR IN ALUMINIUM AND ELECTRONIC POWER SUPPLY 230VAC/DC 50HZ G5 T5 | 1 | 6.625 | 425.5236
04-34-82117 2 | P821172EX | RINOLED-EX STAINLESS STEEL-GLASS L690 LIGHTING FIXTURE 24W WIDE BEAM IP65/IP66 2G2D | 1 | 5.212 | 801.0545
| P821180 | RINOLED STAINLESS STEEL-GLASS L690 LIGHTING FIXTURE 26W EMERGENCY 1H COMFORT WIDE BEAM IP66 | 1 | 4.264 | 592.9382
| P821182 | RINOLED STAINLESS STEEL-GLASS L690 LIGHTING FIXTURE 26W COMFORT WIDE BEAM IP66 | 1 | 3.754 | 391.7964
| P821183 | RINOLED STAINLESS STEEL-GLASS L690 LIGHTING FIXTURE 26W EMERGENCY 3H COMFORT WIDE BEAM IP66 | 1 | 4.2 | 627.8364
| P821184 | RINOLED RETROFIT L690 GLASS 26W COMFORT WIDE BEAM IP66 | 1 | 2.3 | 312.76
04-34-82119 0 | P821190EX | RINOLED STAINLESS STEEL-GLASS L690 LIGHTING FIXTURE 26W WIDE BEAM IP65/66 3G2D | 1 | 5.821 | 958.0073
04-34-82119 2 | P821192EX | RINO-LED-EX L690 INOX VT 26W COM IP65/IP66 3G2D | 1 | 5.129 | 652.2473
04-34-82119 3 | P821193EX | RINO-LED-EX L690 INOX VT 26W COM IP65/IP66 3G2D | 1 | 6.201 | 958.0073
04-34-82127 0 | P821270EX | RINOLED-EX STAINLESS STEEL-GLASS L690 LIGHTING FIXTURE 35W EMERGENCY 1H WIDE BEAM IP65/IP66 2G2D | 1 | 6.415 | 1024.2909
04-34-82127 2 | P821272EX | RINOLED-EX STAINLESS STEEL-GLASS L690 LIGHTING FIXTURE 35W WIDE BEAM IP65/IP66 2G2D | 1 | 5.276 | 810.3455
04-34-82127 3 | P821273EX | RINOLED-EX STAINLESS STEEL-GLASS L690 LIGHTING FIXTURE 35W EMERGENCY 3H WIDE BEAM IP65/IP66 2G2D | 1 | 6.384 | 1081.2582
| P821280 | RINOLED STAINLESS STEEL-GLASS L690 LIGHTING FIXTURE 40W EMERGENCY 1H COMFORT WIDE BEAM IP66 | 1 | 4 | 604.5709
| P821282 | RINOLED STAINLESS STEEL-GLASS L690 LIGHTING FIXTURE 40W COMFORT WIDE BEAM IP66 | 1 | 3.946 | 399.9418
| P821283 | RINOLED STAINLESS STEEL-GLASS L690 LIGHTING FIXTURE 40W EMERGENCY 3H COMFORT WIDE BEAM IP66 | 1 | 4.391 | 638.2982
04-34-82129 0 | P821290EX | RINOLED STAINLESS STEEL-GLASS L690 LIGHTING FIXTURE 38W WIDE BEAM IP65/66 3G2D | 1 | 6.115 | 969.64
04-34-82129 2 | P821292EX | RINO-LED-EX L690 INOX VT 38W COM IP65/IP66 3G2D | 1 | 5.168 | 662.7091
04-34-82129 3 | P821293EX | RINO-LED-EX L690 INOX VT 38W COM IP65/IP66 3G2D | 1 | 6.121 | 969.64
04-34-82137 2 | P821372EX | RINOLED-EX STAINLESS STEEL-GLASS L690 LIGHTING FIXTURE 57W WIDE BEAM IP65/IP66 2G2D | 1 | 5.643 | 832.44
| P821380 | RINOLED STAINLESS STEEL-GLASS L1300 LIGHTING FIXTURE 52W EMERGENCY 1H COMFORT WIDE BEAM IP66 | 1 | 7.776 | 727.8218
| P821382 | RINOLED STAINLESS STEEL-GLASS L1300 LIGHTING FIXTURE 52W COMFORT WIDE BEAM IP66 | 1 | 7.549 | 524.3382
| P821382DA | RINOLED STAINLESS STEEL-GLASS L1300 LIGHTING FIXTURE 52W DALI COMFORT WIDE BEAM IP66 | 1 | 7.487 | 559.2364
| P821382HT | RINOLED STAINLESS STEEL-GLASS L1300 LIGHTING FIXTURE 33W HT +55 COMFORT WIDE BEAM IP66 | 1 | 7.479 | 551.0909
| P821383 | RINOLED STAINLESS STEEL-GLASS L1300 LIGHTING FIXTURE 52W EMERGENCY 3H COMFORT WIDE BEAM IP66 | 1 | 7.9 | 766.1818
| P821384 | RINOLED RETROFIT L1300 GLASS 52W COMFORT WIDE BEAM IP66 | 1 | 4.976 | 399.9418
04-34-82139 0 | P821390EX | RINOLED STAINLESS STEEL-GLASS L1300 LIGHTING FIXTURE 52W WIDE BEAM IP65/66 3G2D | 1 | 8.185 | 1128.9091
04-34-82139 2 | P821392EX | RINO-LED-EX L1300 INOX VT 52W COM IP65/IP66 3G2D | 1 | 8.139 | 820.8327
04-34-82139 3 | P821393EX | RINOLED STAINLESS STEEL-GLASS L1300 LIGHTING FIXTURE 52W WIDE BEAM IP65/66 3G2D | 1 | 9.465 | 1128.9091
04-34-82147 0 | P821470EX | RINOLED-EX STAINLESS STEEL-GLASS L690 LIGHTING FIXTURE 71W EMERGENCY 1H WIDE BEAM IP65/IP66 2G2D | 1 | 6.315 | 1061.48
04-34-82147 2 | P821472EX | RINOLED-EX STAINLESS STEEL-GLASS L690 LIGHTING FIXTURE 71W WIDE BEAM IP65/IP66 2G2D | 1 | 5.673 | 844.0727
04-34-82147 3 | P821473EX | RINOLED-EX STAINLESS STEEL-GLASS L690 LIGHTING FIXTURE 71W EMERGENCY 3H WIDE BEAM IP65/IP66 2G2D | 1 | 6.37 | 1099.8655
| P821480 | RINOLED STAINLESS STEEL-GLASS L1300 LIGHTING FIXTURE 63W EMERGENCY 1H COMFORT WIDE BEAM IP66 | 1 | 7.587 | 751.0618
| P821482 | RINOLED STAINLESS STEEL-GLASS L1300 LIGHTING FIXTURE 63W COMFORT WIDE BEAM IP66 | 1 | 7.528 | 549.92
| P821482DA | RINOLED STAINLESS STEEL-GLASS L1300 LIGHTING FIXTURE 55W DALI COMFORT WIDE BEAM IP66 | 1 | 7.4 | 581.3309
| P821482HT | RINOLED STAINLESS STEEL-GLASS L1300 LIGHTING FIXTURE 45W HT +55 COMFORT WIDE BEAM IP66 | 1 | 7.435 | 576.6727
| P821483 | RINOLED STAINLESS STEEL-GLASS L1300 LIGHTING FIXTURE 63W EMERGENCY 3H COMFORT WIDE BEAM IP66 | 1 | 7.9 | 789.4218
04-34-82149 0 | P821490EX | RINOLED STAINLESS STEEL-GLASS L1300 LIGHTING FIXTURE 75W WIDE BEAM IP65/66 3G2D | 1 | 7.796 | 1151.0036
04-34-82149 2 | P821492EX | RINO-LED-EX L1300 INOX VT 71W COM IP65/IP66 3G2D | 1 | 7.454 | 840.5855
04-34-82149 3 | P821493EX | RINOLED STAINLESS STEEL-GLASS L1300 LIGHTING FIXTURE 75W WIDE BEAM IP65/66 3G2D | 1 | 7.976 | 1151.0036
04-34-82157 2 | P821572EX | RINOLED-EX STAINLESS STEEL-GLASS L1300 LIGHTING FIXTURE 46W WIDE BEAM IP65/IP66 2G2D | 1 | 8.145 | 918.4764
| P821580 | RINOLED STAINLESS STEEL-GLASS L1300 LIGHTING FIXTURE 75W EMERGENCY 1H COMFORT WIDE BEAM IP66 | 1 | 7.723 | 780.1309
| P821582 | RINOLED STAINLESS STEEL-GLASS L1300 LIGHTING FIXTURE 75W COMFORT WIDE BEAM IP66 | 1 | 7.485 | 577.8182
| P821582DA | RINOLED STAINLESS STEEL-GLASS L1300 LIGHTING FIXTURE 71W DALI COMFORT WIDE BEAM IP66 | 1 | 7.025 | 611.5455
| P821582HT | RINOLED STAINLESS STEEL-GLASS L1300 LIGHTING FIXTURE 54W HT +55 COMFORT WIDE BEAM IP66 | 1 | 7.5 | 605.7418
| P821583 | RINOLED STAINLESS STEEL-GLASS L1300 LIGHTING FIXTURE 75W EMERGENCY 3H COMFORT WIDE BEAM IP66 | 1 | 7.9 | 818.4909
04-34-82167 0 | P821670EX | RINOLED-EX STAINLESS STEEL-GLASS L1300 LIGHTING FIXTURE 71W EMERGENCY 1H WIDE BEAM IP65/IP66 2G2D | 1 | 8.2 | 1169.6109
04-34-82167 2 | P821672EX | RINOLED-EX STAINLESS STEEL-GLASS L1300 LIGHTING FIXTURE 71W WIDE BEAM IP65/IP66 2G2D | 1 | 8.146 | 946.3745
04-34-82167 3 | P821673EX | RINOLED-EX STAINLESS STEEL-GLASS L1300 LIGHTING FIXTURE 71W EMERGENCY 3H WIDE BEAM IP65/IP66 2G2D | 1 | 8.2 | 1198.68
| P821682 | SERIE RINOLED HE PLAFONIERA L690 INOX VETRO 56W DIFFONDENTE COMFORT IP66 | 1 | 3.9 | 489.4655
04-34-82177 0 | P821770EX | RINOLED-EX STAINLESS STEEL-GLASS L1300 LIGHTING FIXTURE 86W EMERGENCY 1H WIDE BEAM IP65/IP66 2G2D | 1 | 8.2 | 1393.9927
04-34-82177 2 | P821772EX | RINOLED-EX STAINLESS STEEL-GLASS L1300 LIGHTING FIXTURE 86W WIDE BEAM IP65/IP66 DALI 2G2D | 1 | 8.14 | 1173.0982
04-34-82177 3 | P821773EX | RINOLED-EX STAINLESS STEEL-GLASS L1300 LIGHTING FIXTURE 86W EMERGENCY 3H WIDE BEAM IP65/IP66 2G2D | 1 | 8.2 | 1441.6691
| P821782 | SERIE RINOLED HE PLAFONIERA L1300 INOX VETRO 86W DIFFONDENTE COMFORT IP66 | 1 | 7.5 | 733.6255
04-34-822131Ε | P822131EX | RINO-EX STAINLESS STEEL-GLASS LIGHTING FIXTURE 1X18W WITH WHITE REFLECTOR AND ELECTRONIC POWER SUPPLY 2D3G | 1 | 3.957 | 452.2764
04-34-822132Ε | P822132EX | RINO-EX STAINLESS STEEL-GLASS LIGHTING FIXTURE 2X18W WITH WHITE REFLECTOR AND ELECTRONIC POWER SUPPLY 2D3G | 1 | 3.757 | 472.0291
| P822140 | RINO-LED STAINLESS STEEL-GLASS LIGHTING FIXTURE L690MM 2000LM WIDE BEAM EMERGENCY 1H | 1 | 4.267 | 611.5455
| P822142 | RINO LED STAINLESS STEEL-GLASS LIGHTING FIXTURE REAL FLUX 2250LM/NOMINAL FLUX 3170LM 4000K | 1 | 3.727 | 399.9418
04-34-82218 1 | P822181EX | RINO-EX STAINLESS STEEL-GLASS LIGHTING FIXTURE 1X18W WITH WHITE REFLECTOR AND ELECTRONIC POWER SUPPLY 2D 2G | 1 | 4.442 | 632.4691
| P822182 | RINOLED STAINLESS STEEL-GLASS L690 LIGHTING FIXTURE 26W WIDE BEAM IP66 | 1 | 3.749 | 379.0182
04-34-82218 2 | P822182EX | RINO-EX STAINLESS STEEL-GLASS LIGHTING FIXTURE 2X18W WITH WHITE REFLECTOR AND ELECTRONIC POWER SUPPLY 2D 2G | 1 | 4.528 | 708.0436
04-34-82221 1 | P822211 | RINO STAINLESS STEEL-GLASS LIGHTING FIXTURE (1+1)X36W WITH WHITE REFLECTOR FOR EMERGENCY 230V 50HZ G13 T8 | 1 | 7.223 | 511.56
04-34-82223 1 | P822231 | RINO STAINLESS STEEL-GLASS LIGHTING FIXTURE 1X36W WITH WHITE REFLECTOR AND ELECTRONIC POWER SUPPLY 230V 50HZ G13 T8 | 1 | 6.212 | 336
04-34-822231Ε | P822231EX | RINO-EX STAINLESS STEEL-GLASS LIGHTING FIXTURE 1X36W WITH WHITE REFLECTOR AND ELECTRONIC POWER SUPPLY 2D3G | 1 | 6.457 | 498.7818
04-34-8222320 | P822232 | RINO STAINLESS STEEL-GLASS LIGHTING FIXTURE 2X36W WITH WHITE REFLECTOR AND ELECTRONIC POWER SUPPLY 230V 0/50/60Hz G13 T8 | 1 | 6.332 | 320.88
04-34-82223 2 | P822232EX | RINO-EX STAINLESS STEEL-GLASS LIGHTING FIXTURE 2X36W WITH WHITE REFLECTOR AND ELECTRONIC POWER SUPPLY 2D3G | 1 | 6.849 | 386.59
| P822240 | RINO-LED STAINLESS STEEL-GLASS LIGHTING FIXTURE L1300MM 4800LM WIDE BEAM EMERGENCY 1H | 1 | 6.912 | 728.9673
04-34-82228 1 | P822281EX | RINO-EX STAINLESS STEEL-GLASS LIGHTING FIXTURE 1X36W WITH WHITE REFLECTOR AND ELECTRONIC POWER SUPPLY 2D 2G | 1 | 7.023 | 777.8145
| P822282 | RINOLED STAINLESS STEEL-GLASS L690 LIGHTING FIXTURE 40W WIDE BEAM IP66 | 1 | 3.929 | 388.3091
04-34-82228 2 | P822282EX | RINO-EX STAINLESS STEEL-GLASS LIGHTING FIXTURE 2X36W WITH WHITE REFLECTOR AND ELECTRONIC POWER SUPPLY 2D 2G | 1 | 7.178 | 875.4582
| P822311 | RINO STAINLESS STEEL-GLASS LIGHTING FIXTURE (1+1)X58W WITH WHITE REFLECTOR FOR EMERGENCY 230V 50HZ G13 T8 | 1 | 8.753 | 594.1091
| P822331 | RINO STAINLESS STEEL-GLASS LIGHTING FIXTURE 1X58W WITH WHITE REFLECTOR AND ELECTRONIC POWER SUPPLY 230V 50HZ G13 T8 | 1 | 9.829 | 370.8727
| P822332EX | RINO-EX STAINLESS STEEL-GLASS LIGHTING FIXTURE 2X58W WITH WHITE REFLECTOR AND ELECTRONIC POWER SUPPLY 2D3G | 1 | 7.123 | 573.1855
| P822342 | RINO LED STAINLESS STEEL-GLASS LIGHTING FIXTURE 8000LM 4000K | 1 | 8.664 | 609.2291
| P822382 | RINOLED STAINLESS STEEL-GLASS L1300 LIGHTING FIXTURE 52W WIDE BEAM IP66 | 1 | 7.453 | 498.7818
| P822482 | RINOLED STAINLESS STEEL-GLASS L1300 LIGHTING FIXTURE 63W WIDE BEAM IP66 | 1 | 7.4 | 522.0218
| P822582 | RINOLED STAINLESS STEEL-GLASS L1300 LIGHTING FIXTURE 75W WIDE BEAM IP66 | 1 | 7.432 | 551.0909
| P822682 | SERIE RINOLED HE PLAFONIERA L690 INOX VETRO 56W DIFFONDENTE IP66 | 1 | 3.9 | 431.3273
| P822762 | RINO STAINLESS STEEL-GLASS LIGHTING FIXTURE 2X49W WITH WHITE REFLECTOR AND ELECTRONIC POWER SUPPLY 230V 50HZ G5 T5 | 1 | 8.006 | 380.1891
| P822782 | SERIE RINOLED HE PLAFONIERA L1300 INOX VETRO 86W DIFFONDENTE IP66 | 1 | 7.4 | 640.6145
| P822862 | RINO STAINLESS STEEL-GLASS LIGHTING FIXTURE 2X80W WITH WHITE REFLECTOR AND ELECTRONIC POWER SUPPLY 230V 50HZ G5 T5 | 1 | 9.3 | 394.1382
04-34-8229620 | P822962 | RINO STAINLESS STEEL-GLASS LIGHTING FIXTURE 2X54W WITH WHITE REFLECTOR AND ELECTRONIC POWER SUPPLY 230V 50HZ G5 T5 | 1 | 6.736 | 359.2655
| P824131 | RINO STAINLESS STEEL-GLASS LIGHTING FIXTURE 1X18W WITH ASYMMETRICAL REFLECTOR IN ALUMINIUM AND ELECTRONIC POWER SUPPLY 230VAC/DC 50HZ G13 T8 | 1 | 3.719 | 417.3782
| P824331 | RINO STAINLESS STEEL-GLASS LIGHTING FIXTURE 1X58W WITH ASYMMETRICAL REFLECTOR IN ALUMINIUM AND ELECTRONIC POWER SUPPLY 230VAC/DC 50HZ G13 T8 | 1 | 7.247 | 581.3309
| P824561 | RINO STAINLESS STEEL-GLASS LIGHTING FIXTURE 1X24W WITH ASYMMETRICAL REFLECTOR IN ALUMINIUM AND ELECTRONIC POWER SUPPLY 230VAC/DC 50HZ G5 T5 | 1 | 3.741 | 375.5309
| P824761 | RINO STAINLESS STEEL-GLASS LIGHTING FIXTURE 1X49W WITH ASYMMETRICAL REFLECTOR IN ALUMINIUM AND ELECTRONIC POWER SUPPLY 230VAC/DC 50HZ G5 T5 | 1 | 6 | 570.8436
| P824861 | RINO STAINLESS STEEL-GLASS LIGHTING FIXTURE 1X80W WITH ASYMMETRICAL REFLECTOR IN ALUMINIUM AND ELECTRONIC POWER SUPPLY 230VAC/DC 50HZ G5 T5 | 1 | 9.375 | 577.8182
| P824961 | RINO STAINLESS STEEL-GLASS LIGHTING FIXTURE 1X54W WITH ASYMMETRICAL REFLECTOR IN ALUMINIUM AND ELECTRONIC POWER SUPPLY 230VAC/DC 50HZ G5 T5 | 1 | 6 | 438.3018
| P825111 | RINO STAINLESS STEEL-POLYCARBONATE LIGHTING FIXTURE (1+1)X18W WITH SYMMETRICAL REFLECTOR IN ALUMINIUM FOR EMERGENCY 230V 50HZ G13 T8 | 1 | 3.478 | 454.5927
04-34-82513 2 | P825132 | RINO STAINLESS STEEL-POLYCARBONATE LIGHTING FIXTURE 2X18W WITH SYMMETRICAL REFLECTOR IN ALUMINIUM AND ELECTRONIC POWER SUPPLY 200-250V 50HZ G13 T8 | 1 | 3.178 | 302.2982
| P825382 | RINOLED STAINLESS STEEL-POLYCARBONATE L1300 LIGHTING FIXTURE 52W NARROW BEAM IP66 | 1 | 5.345 | 524.3382
| P825482 | RINOLED STAINLESS STEEL-POLYCARBONATE L1300 LIGHTING FIXTURE 63W NARROW BEAM IP66 | 1 | 5.2 | 549.92
| P825582 | RINOLED STAINLESS STEEL-POLYCARBONATE L1300 LIGHTING FIXTURE 75W NARROW BEAM IP66 | 1 | 5.2 | 577.8182
04-34-8261820 | P826182 | RINOLED STAINLESS STEEL-POLYCARBONATE L690 LIGHTING FIXTURE 26W COMFORT WIDE BEAM IP66 | 1 | 2.895 | 391.7964
04-34-82628 2 | P826282 | RINOLED STAINLESS STEEL-POLYCARBONATE L690 LIGHTING FIXTURE 40W COMFORT WIDE BEAM IP66 | 1 | 2.912 | 399.9418
04-34-82638 0 | P826380 | RINOLED STAINLESS STEEL-POLYCARBONATE L1300 LIGHTING FIXTURE 52W EMERGENCY 1H COMFORT WIDE BEAM IP66 | 1 | 5.525 | 727.8218
04-34-82618 2 | P826382 | RINOLED STAINLESS STEEL-POLYCARBONATE L1300 LIGHTING FIXTURE 52W COMFORT WIDE BEAM IP66 | 1 | 5.234 | 524.3382
| P826382DA | RINOLED STAINLESS STEEL-POLYCARBONATE L1300 LIGHTING FIXTURE 52W DALI COMFORT WIDE BEAM IP66 | 1 | 5.265 | 559.2364
| P826382HT | RINOLED STAINLESS STEEL-POLYCARBONATE L1300 LIGHTING FIXTURE 33W HT +55 COMFORT WIDE BEAM IP66 | 1 | 5.267 | 551.0909
| P826383 | RINOLED STAINLESS STEEL-POLYCARBONATE L1300 LIGHTING FIXTURE 52W EMERGENCY 3H COMFORT WIDE BEAM IP66 | 1 | 5.7 | 766.1818
04-34-82648 0 | P826480 | RINOLED STAINLESS STEEL-POLYCARBONATE L1300 LIGHTING FIXTURE 63W EMERGENCY 1H COMFORT WIDE BEAM IP66 | 1 | 5.5 | 751.0618
04-34-82648 2 | P826482 | RINOLED STAINLESS STEEL-POLYCARBONATE L1300 LIGHTING FIXTURE 63W COMFORT WIDE BEAM IP66 | 1 | 5.223 | 549.92
| P826482DA | RINOLED STAINLESS STEEL-POLYCARBONATE L1300 LIGHTING FIXTURE 55W DALI COMFORT WIDE BEAM IP66 | 1 | 5.2 | 581.3309
| P826482HT | RINOLED STAINLESS STEEL-POLYCARBONATE L1300 LIGHTING FIXTURE 45W HT +55 COMFORT WIDE BEAM IP66 | 1 | 5.354 | 576.6727
| P826483 | RINOLED STAINLESS STEEL-POLYCARBONATE L1300 LIGHTING FIXTURE 63W EMERGENCY 3H COMFORT WIDE BEAM IP66 | 1 | 5.7 | 789.4218
| P826580 | RINOLED STAINLESS STEEL-POLYCARBONATE L1300 LIGHTING FIXTURE 75W EMERGENCY 1H COMFORT WIDE BEAM IP66 | 1 | 5.5 | 780.1309
| P826582 | RINOLED STAINLESS STEEL-POLYCARBONATE L1300 LIGHTING FIXTURE 75W COMFORT WIDE BEAM IP66 | 1 | 5.2 | 577.8182
| P826582DA | RINOLED STAINLESS STEEL-POLYCARBONATE L1300 LIGHTING FIXTURE 71W DALI COMFORT WIDE BEAM IP66 | 1 | 5.2 | 611.5455
| P826582HT | RINOLED STAINLESS STEEL-POLYCARBONATE L1300 LIGHTING FIXTURE 54W HT +55 COMFORT WIDE BEAM IP66 | 1 | 5.259 | 605.7418
| P826583 | RINOLED STAINLESS STEEL-POLYCARBONATE L1300 LIGHTING FIXTURE 75W EMERGENCY 3H COMFORT WIDE BEAM IP66 | 1 | 5.7 | 818.4909
| P828240 | RINO-LED STAINLESS STEEL-POLYCARBONATE LIGHTING FIXTURE L1300MM 4800LM WIDE BEAM EMERGENCY 1H | 1 | 5.789 | 646.4182
| P830071 | RINO ROUND LIGHTING FIXTURE IN ALUMINIUM 75W 1 LAMPHOLDER E27 INLET 1/2" | 1 | 1.112 | 82.0909
04-34-8300720 | P830072 | RINO ROUND LIGHTING FIXTURE IN ALUMINIUM 75W 1 LAMPHOLDER E27 INLET 1/2" CAGE | 1 | 1.164 | 85.5782
04-34-83007 2 | P830072EX | RINO-EX ROUND BULKHEAD LAMP ALLUMINIUM ALLOY 28W IP65 3D | 1 | 1.07 | 137.2
| P830512 | RINO ROUND LIGHTING FIXTURE SPARE FOR ROUND LIGHTING FIXTURES 100W RIBBED CLEAR | 1 | 0.45 | 36.0436
| P830540 | RINO SPARE GASKET FOR ROUND LIGHTING FIXTURE 100W | 1 | 0.016 | 5.4727
| P831071 | RINO OVAL LIGHTING FIXTURE IN ALUMINIUM 60W 1 LAMPHOLDER E27 INLET M20 | 1 | 0.923 | 66.7418
04-34-8310720 | P831072 | RINO OVAL LIGHTING FIXTURE IN ALUMINIUM 60W 1 LAMPHOLDER E27 INLET M20 CAGE | 1 | 0.938 | 71.96
04-34-83107 2 | P831072EX | RINO-EX OVAL BULKHEAD LAMP ALLUMINIUM ALLOY 18W IP65 3D | 1 | 1.05 | 118.5927
| P831075 | RINO OVAL LIGHTING FIXTURE IN ALUMINIUM 60W 1 LAMPHOLDER E27 INLET M20 CAGE CAST | 1 | 0.966 | 82.1927
| P831089 | NAVE WATERTIGHT OVAL LIGHTING FIXTURE IN BRASS WITH GLASS DIFFUSER UNAV 2135 2XM24 250V IP66 | 1 | 1.77 | 262.2073
| P831091 | RINO OVAL LIGHTING FIXTURE IN ALUMINIUM 60W 1 LAMPHOLDER E27 INLETS 2XM20 | 1 | 0.915 | 76.7455
04-34-83109 2 | P831092 | RINO OVAL LIGHTING FIXTURE IN ALUMINIUM 60W 1 LAMPHOLDER E27 INLETS 2XM20 CAGE | 1 | 0.93 | 80.3345
| P831095 | RINO OVAL LIGHTING FIXTURE IN ALUMINIUM 60W 1 LAMPHOLDER E27 INLET 2XM20 CAGE CAST | 1 | 0.964 | 93.6982
| P831171 | RINO OVAL LIGHTING FIXTURE IN ALUMINIUM 75W 1 LAMPHOLDER E27 INLET 1XM20 | 1 | 1.138 | 79.7491
04-34-83117 2 | P831172 | RINO OVAL LIGHTING FIXTURE IN ALUMINIUM 75W 1 LAMPHOLDER E27 INLET 1XM20 CAGE | 1 | 1.183 | 84.7636
04-34-31172 | P831172EX | RINO-EX OVAL BULKHEAD LAMP ALLUMINIUM ALLOY 28W IP65 3D | 1 | 1.321 | 133.7127
| P831175 | RINO OVAL LIGHTING FIXTURE IN ALUMINIUM 75W 1 LAMPHOLDER E27 INLET 1XM20 CAGE CAST | 1 | 1.221 | 96.8545
| P831189 | NAVE WATERTIGHT OVAL LIGHTING FIXTURE IN BRASS WITH GLASS DIFFUSER UNAV 2135 2XM24 250V IP66 | 1 | 2.162 | 300.4145
| P831191 | RINO OVAL LIGHTING FIXTURE IN ALUMINIUM 75W 1 LAMPHOLDER E27 INLET 2XM20 | 1 | 1.121 | 90.6945
04-34-83119 2 | P831192 | RINO OVAL LIGHTING FIXTURE IN ALUMINIUM 1 LAMPHOLDER E27 INLET 2XM20 CAGE | 1 | 1.175 | 94.2836
| P831195 | RINO OVAL LIGHTING FIXTURE IN ALUMINIUM 75W 1 LAMPHOLDER E27 INLET 2XM20 CAGE CAST | 1 | 1.22 | 118.5927
| P831209 | NAVE WATERTIGHT OVAL LIGHTING FIXTURE IN BRASS WITH GLASS DIFFUSER UNAV 2135 1XM24 250V IP66 | 1 | 3.793 | 433.5164
| P831271 | RINO OVAL LIGHTING FIXTURE IN ALUMINIUM 100W 1 LAMPHOLDER E27 INLET 1XM20 | 1 | 2.095 | 119.7636
04-34-8312720 | P831272 | RINO OVAL LIGHTING FIXTURE IN ALUMINIUM 100W 1 LAMPHOLDER E27 INLET 1XM20 CAGE | 1 | 2.127 | 125.5673
04-34-83127 2 | P831272EX | RINO-EX OVAL BULKHEAD LAMP ALLUMINIUM ALLOY 53W IP65 3D | 1 | 2.409 | 159.2691
| P831275 | RINO OVAL LIGHTING FIXTURE IN ALUMINIUM 100W 1 LAMPHOLDER E27 INLET 1XM20 CAGE CAST | 1 | 2.215 | 143.0036
| P831289 | NAVE WATERTIGHT OVAL LIGHTING FIXTURE IN BRASS WITH GLASS DIFFUSER UNAV 2135 2XM24 250V IP66 | 1 | 3.86 | 446.6764
| P831291 | RINO OVAL LIGHTING FIXTURE IN ALUMINIUM 100W 1 LAMPHOLDER E27 INLET 2XM20 | 1 | 2 | 144.1745
04-34-83129 2 | P831292 | RINO OVAL LIGHTING FIXTURE IN ALUMINIUM 100W 1 LAMPHOLDER E27 INLET 2XM20 CAGE | 1 | 2.1 | 154.6364
| P831295 | RINO OVAL LIGHTING FIXTURE IN ALUMINIUM 100W 1 LAMPHOLDER E27 INLET 2XM20 CAGE CAST | 1 | 2.19 | 167.4145
| P831512 | RINO SPARE DIFFUSER IN RIBBED GLASS CLEAR X OVAL LIGHTING FIXTURES 60W | 1 | 0.35 | 20.9236
| P831527 | NAVE STAINLESS STEEL WIRE CAGES FOR OVAL LIGHTING FIXTURES UNAV 2135 | 1 | 0.105 | 31.7673
| P831540 | RINO SPARE GASKET FOR OVAL LIGHTING FIXTURES 60W | 1 | 0.015 | 5.88
| P831612 | RINO SPARE DIFFUSER IN RIBBED GLASS CLEAR X OVAL LIGHTING FIXTURES 75W | 1 | 0.48 | 22.9091
| P831627 | NAVE STAINLESS STEEL WIRE CAGES FOR OVAL LIGHTING FIXTURES UNAV 2135 | 1 | 0.101 | 33.3455
| P831640 | RINO SPARE GASKET FOR OVAL LIGHTING FIXTURES 75W E 5-7W | 1 | 0.019 | 6.6182
| P831712 | RINO SPARE DIFFUSER IN RIBBED GLASS CLEAR X OVAL LIGHTING FIXTURES 100W | 1 | 0.88 | 31.2836
| P831727 | NAVE STAINLESS STEEL WIRE CAGES FOR OVAL LIGHTING FIXTURES UNAV 2135 | 1 | 0.278 | 54.8036
| P831740 | RINO SPARE GASKET FOR OVAL LIGHTING FIXTURES 100W E 5-7-9W | 1 | 0.046 | 10.0545
| P831914 | RINO OVAL LIGHTING FIXTURE IN ALUMINIUM 5-7-9W 1 LAMPHOLDER G23 INLET 1XM20 | 1 | 2.373 | 220.8945
04-34-83193 4 | P831934 | RINO OVAL LIGHTING FIXTURE IN ALUMINIUM 5-7-9W 1 LAMPHOLDER G23 INLET 1XM20 CAGE | 1 | 2.47 | 204.6291
| P831954 | RINO OVAL LIGHTING FIXTURE IN ALUMINIUM 5-7-9W 1 LAMPHOLDER G23 INLET 1XM20 CAGE CAST | 1 | 2.52 | 217.4073
| P833120MV | FIT 55 SERIES STREET LIGHT 14LED 34W 3000K INSULATION CLASS II MIDNIGHT BILEVEL STREET WIDE AM IP66 | 1 | 5 | 501.0982
| P833121MV | FIT 55 SERIES STREET LIGHT 14LED 34W 3000K INSULATION CLASS II MIDNIGHT BILEVEL STREET WIDE AM IP66 | 1 | 5 | 501.0982
| P833130MV | FIT 55 SERIES STREET LIGHT 14LED 53W 3000K INSULATION CLASS II MIDNIGHT BILEVEL STREET WIDE AM IP66 | 1 | 5 | 510.3891
| P833131MV | FIT 55 SERIES STREET LIGHT 14LED 53W 3000K INSULATION CLASS II MIDNIGHT BILEVEL STREET WIDE AM IP66 | 1 | 5 | 510.3891
| P833220MV | FIT 55 SERIES STREET LIGHT 28LED 69W 3000K INSULATION CLASS II MIDNIGHT BILEVEL STREET WIDE AM IP66 | 1 | 5.2 | 568.5273
| P833221MV | FIT 55 SERIES STREET LIGHT 28LED 69W 3000K INSULATION CLASS II MIDNIGHT BILEVEL STREET WIDE AM IP66 | 1 | 5 | 568.5273
| P833230MV | FIT 55 SERIES STREET LIGHT 28LED 86W 3000K INSULATION CLASS II MIDNIGHT BILEVEL STREET WIDE AM IP66 | 1 | 5 | 690.6073
| P833231MV | FIT 55 SERIES STREET LIGHT 28LED 86W 3000K INSULATION CLASS II MIDNIGHT BILEVEL STREET WIDE AM IP66 | 1 | 5 | 690.6073
| P833320MV | FIT 55 SERIES STREET LIGHT 42LED 104W 3000K INSULATION CLASS II MIDNIGHT BILEVEL STREET WIDE AM IP66 | 1 | 8 | 682.4618
| P833321MV | FIT 55 SERIES STREET LIGHT 42LED 104W 3000K INSULATION CLASS II MIDNIGHT BILEVEL STREET WIDE AM IP66 | 1 | 8 | 682.4618
| P833330MV | FIT 55 SERIES STREET LIGHT 42LED 145W 3000K INSULATION CLASS II MIDNIGHT BILEVEL STREET WIDE AM IP66 | 1 | 8 | 727.8218
| P833331MV | FIT 55 SERIES STREET LIGHT 42LED 145W 3000K INSULATION CLASS II MIDNIGHT BILEVEL STREET WIDE AM IP66 | 1 | 8 | 727.8218
| P833420MV | FIT 55 SERIES STREET LIGHT 56LED 139W 3000K INSULATION CLASS II MIDNIGHT BILEVEL STREET WIDE AM IP66 | 1 | 8 | 740.6
| P833421MV | FIT 55 SERIES STREET LIGHT 56LED 139W 3000K INSULATION CLASS II MIDNIGHT BILEVEL STREET WIDE AM IP66 | 1 | 8 | 740.6
| P833430MV | FIT 55 SERIES STREET LIGHT 56LED 177W 3000K INSULATION CLASS II MIDNIGHT BILEVEL STREET WIDE AM IP66 | 1 | 8 | 756.8655
| P833431MV | FIT 55 SERIES STREET LIGHT 56LED 177W 3000K INSULATION CLASS II MIDNIGHT BILEVEL STREET WIDE AM IP66 | 1 | 8 | 756.8655
| P833520MV | FIT 55 SERIES STREET LIGHT 70LED 128W 3000K INSULATION CLASS II MIDNIGHT BILEVEL STREET WIDE AM IP66 | 1 | 8 | 778.96
| P833521MV | FIT 55 SERIES STREET LIGHT 70LED 128W 3000K INSULATION CLASS II MIDNIGHT BILEVEL STREET WIDE AM IP66 | 1 | 8 | 778.96
| P833530MV | FIT 55 SERIES STREET LIGHT 70LED 174W 3000K INSULATION CLASS II MIDNIGHT BILEVEL STREET WIDE AM IP66 | 1 | 8 | 805.7127
| P833531MV | FIT 55 SERIES STREET LIGHT 70LED 174W 3000K INSULATION CLASS II MIDNIGHT BILEVEL STREET WIDE AM IP66 | 1 | 8 | 805.7127
| P833620MV | FIT 55 SERIES STREET LIGHT 84LED 153W 3000K INSULATION CLASS II MIDNIGHT BILEVEL STREET NARROW ST IP66 | 1 | 8 | 868.4836
| P833621MV | FIT 55 SERIES STREET LIGHT 84LED 153W 3000K INSULATION CLASS II MIDNIGHT BILEVEL STREET NARROW ST IP66 | 1 | 8 | 868.4836
| P833630MV | FIT 55 SERIES STREET LIGHT 84LED 209W 3000K INSULATION CLASS II MIDNIGHT BILEVEL STREET NARROW ST IP66 | 1 | 8 | 903.3564
| P833631MV | FIT 55 SERIES STREET LIGHT 84LED 209W 3000K INSULATION CLASS II MIDNIGHT BILEVEL STREET NARROW ST IP66 | 1 | 8 | 903.3564
04-34-34110 | P834110 | FIT 55 SERIES STREET LIGHT 14LED 17W 4000K INSULATION CLASS II STANDARD ON-OFF STREET WIDE AM IP66 | 1 | 5 | 370.8727
| P834110MV | FIT 55 SERIES STREET LIGHT 14LED 17W 4000K INSULATION CLASS II MIDNIGHT BILEVEL STREET WIDE AM IP66 | 1 | 5 | 491.8073
| P834111 | FIT 55 SERIES STREET LIGHT 14LED 17W 4000K INSULATION CLASS II STANDARD ON-OFF STREET NARROW ST IP66 | 1 | 5 | 370.8727
| P834111MV | FIT 55 SERIES STREET LIGHT 14LED 17W 4000K INSULATION CLASS II MIDNIGHT BILEVEL STREET NARROW ST IP66 | 1 | 5 | 491.8073
04-34-34120 | P834120 | FIT 55 SERIES STREET LIGHT 14LED 34W 4000K INSULATION CLASS II STANDARD ON-OFF STREET WIDE AM IP66 | 1 | 5 | 394.1382
| P834120MV | FIT 55 SERIES STREET LIGHT 14LED 34W 4000K INSULATION CLASS II MIDNIGHT BILEVEL STREET WIDE AM IP66 | 1 | 5 | 501.0982
| P834121 | FIT 55 SERIES STREET LIGHT 14LED 34W 4000K INSULATION CLASS II STANDARD ON-OFF STREET NARROW ST IP66 | 1 | 5 | 394.1382
| P834121MV | FIT 55 SERIES STREET LIGHT 14LED 34W 4000K INSULATION CLASS II MIDNIGHT BILEVEL STREET NARROW ST IP66 | 1 | 5 | 501.0982
04-34-34130 | P834130 | FIT 55 SERIES STREET LIGHT 14LED 54W 4000K INSULATION CLASS II STANDARD ON-OFF STREET WIDE AM IP66 | 1 | 5 | 394.1382
| P834130MV | FIT 55 SERIES STREET LIGHT 14LED 54W 4000K INSULATION CLASS II MIDNIGHT BILEVEL STREET WIDE AM IP66 | 1 | 5 | 510.3891
| P834131 | FIT 55 SERIES STREET LIGHT 14LED 54W 4000K INSULATION CLASS II STANDARD ON-OFF STREET NARROW ST IP66 | 1 | 5 | 394.1382
| P834131MV | FIT 55 SERIES STREET LIGHT 14LED 54W 4000K INSULATION CLASS II MIDNIGHT BILEVEL STREET NARROW ST IP66 | 1 | 5 | 510.3891
04-34-34210 | P834210 | FIT 55 SERIES STREET LIGHT 28LED 37W 4000K INSULATION CLASS II STANDARD ON-OFF STREET WIDE AM IP66 | 1 | 5 | 437.1564
| P834210MV | FIT 55 SERIES STREET LIGHT 28LED 37W 4000K INSULATION CLASS II MIDNIGHT BILEVEL STREET WIDE AM IP66 | 1 | 5 | 530.1673
| P834211 | FIT 55 SERIES STREET LIGHT 28LED 37W 4000K INSULATION CLASS II STANDARD ON-OFF STREET NARROW ST IP66 | 1 | 5 | 437.1564
| P834211MV | FIT 55 SERIES STREET LIGHT 28LED 37W 4000K INSULATION CLASS II MIDNIGHT BILEVEL STREET NARROW ST IP66 | 1 | 5 | 530.1673
04-34-34220 | P834220 | FIT 55 SERIES STREET LIGHT 28LED 69W 4000K INSULATION CLASS II STANDARD ON-OFF STREET WIDE AM IP66 | 1 | 5 | 473.2
| P834220MV | FIT 55 SERIES STREET LIGHT 28LED 69W 4000K INSULATION CLASS II MIDNIGHT BILEVEL STREET WIDE AM IP66 | 1 | 5 | 568.5273
| P834221 | FIT 55 SERIES STREET LIGHT 28LED 69W 4000K INSULATION CLASS II STANDARD ON-OFF STREET NARROW ST IP66 | 1 | 5 | 473.2
| P834221MV | FIT 55 SERIES STREET LIGHT 28LED 69W 4000K INSULATION CLASS II MIDNIGHT BILEVEL STREET NARROW ST IP66 | 1 | 5 | 568.5273
04-34-34230 | P834230 | FIT 55 SERIES STREET LIGHT 28LED 86W 4000K INSULATION CLASS II STANDARD ON-OFF STREET WIDE AM IP66 | 1 | 5 | 597.5964
| P834230MV | FIT 55 SERIES STREET LIGHT 28LED 86W 4000K INSULATION CLASS II MIDNIGHT BILEVEL STREET WIDE AM IP66 | 1 | 5 | 690.6073
| P834231 | FIT 55 SERIES STREET LIGHT 28LED 86W 4000K INSULATION CLASS II STANDARD ON-OFF STREET NARROW ST IP66 | 1 | 5 | 597.5964
| P834231MV | FIT 55 SERIES STREET LIGHT 28LED 86W 4000K INSULATION CLASS II MIDNIGHT BILEVEL STREET NARROW ST IP66 | 1 | 5 | 690.6073
04-34-34310 | P834310 | FIT 55 SERIES STREET LIGHT 42LED 54W 4000K INSULATION CLASS II STANDARD ON-OFF STREET WIDE AM IP66 | 1 | 8 | 592.9382
| P834310MV | FIT 55 SERIES STREET LIGHT 42LED 54W 4000K INSULATION CLASS II MIDNIGHT BILEVEL STREET WIDE AM IP66 | 1 | 8 | 682.4618
| P834311 | FIT 55 SERIES STREET LIGHT 42LED 54W 4000K INSULATION CLASS II STANDARD ON-OFF STREET NARROW ST IP66 | 1 | 8 | 592.9382
| P834311MV | FIT 55 SERIES STREET LIGHT 42LED 54W 4000K INSULATION CLASS II MIDNIGHT BILEVEL STREET NARROW ST IP66 | 1 | 8 | 682.4618
04-34-34320 | P834320 | FIT 55 SERIES STREET LIGHT 42LED 104W 4000K INSULATION CLASS II STANDARD ON-OFF STREET WIDE AM IP66 | 1 | 8 | 615.0327
| P834320MV | FIT 55 SERIES STREET LIGHT 42LED 104W 4000K INSULATION CLASS II MIDNIGHT BILEVEL STREET WIDE AM IP66 | 1 | 8 | 704.5564
| P834321 | FIT 55 SERIES STREET LIGHT 42LED 104W 4000K INSULATION CLASS II STANDARD ON-OFF STREET NARROW ST IP66 | 1 | 8 | 615.0327
| P834321MV | FIT 55 SERIES STREET LIGHT 42LED 104W 4000K INSULATION CLASS II MIDNIGHT BILEVEL STREET NARROW ST IP66 | 1 | 8 | 704.5564
04-34-34330 | P834330 | FIT 55 SERIES STREET LIGHT 42LED 145W 4000K INSULATION CLASS II STANDARD ON-OFF STREET WIDE AM IP66 | 1 | 8 | 638.2982
| P834330MV | FIT 55 SERIES STREET LIGHT 42LED 145W 4000K INSULATION CLASS II MIDNIGHT BILEVEL STREET WIDE AM IP66 | 1 | 8 | 727.8218
| P834331 | FIT 55 SERIES STREET LIGHT 42LED 145W 4000K INSULATION CLASS II STANDARD ON-OFF STREET NARROW ST IP66 | 1 | 8 | 638.2982
| P834331MV | FIT 55 SERIES STREET LIGHT 42LED 145W 4000K INSULATION CLASS II MIDNIGHT BILEVEL STREET NARROW ST IP66 | 1 | 8 | 727.8218
04-34-34410 | P834410 | FIT 55 SERIES STREET LIGHT 56LED 72W 4000K INSULATION CLASS II STANDARD ON-OFF STREET WIDE AM IP66 | 1 | 8 | 623.1782
| P834410MV | FIT 55 SERIES STREET LIGHT 56LED 72W 4000K INSULATION CLASS II MIDNIGHT BILEVEL STREET WIDE AM IP66 | 1 | 8 | 720.8473
| P834411 | FIT 55 SERIES STREET LIGHT 56LED 72W 4000K INSULATION CLASS II STANDARD ON-OFF STREET NARROW ST IP66 | 1 | 8 | 623.1782
| P834411MV | FIT 55 SERIES STREET LIGHT 56LED 72W 4000K INSULATION CLASS II MIDNIGHT BILEVEL STREET NARROW ST IP66 | 1 | 8 | 720.8473
04-34-34420 | P834420 | FIT 55 SERIES STREET LIGHT 56LED 139W 4000K INSULATION CLASS II STANDARD ON-OFF STREET WIDE AM IP66 | 1 | 8 | 642.9309
| P834420MV | FIT 55 SERIES STREET LIGHT 56LED 139W 4000K INSULATION CLASS II MIDNIGHT BILEVEL STREET WIDE AM IP66 | 1 | 8 | 740.6
| P834421 | FIT 55 SERIES STREET LIGHT 56LED 139W 4000K INSULATION CLASS II STANDARD ON-OFF STREET NARROW ST IP66 | 1 | 8 | 642.9309
| P834421MV | FIT 55 SERIES STREET LIGHT 56LED 139W 4000K INSULATION CLASS II MIDNIGHT BILEVEL STREET NARROW ST IP66 | 1 | 8 | 740.6
04-34-34430 | P834430 | FIT 55 SERIES STREET LIGHT 56LED 177W 4000K INSULATION CLASS II STANDARD ON-OFF STREET WIDE AM IP66 | 1 | 8 | 673.1709
| P834430MV | FIT 55 SERIES STREET LIGHT 56LED 177W 4000K INSULATION CLASS II MIDNIGHT BILEVEL STREET WIDE AM IP66 | 1 | 8 | 756.8655
| P834431 | FIT 55 SERIES STREET LIGHT 56LED 177W 4000K INSULATION CLASS II STANDARD ON-OFF STREET NARROW ST IP66 | 1 | 8 | 673.1709
| P834431MV | FIT 55 SERIES STREET LIGHT 56LED 177W 4000K INSULATION CLASS II MIDNIGHT BILEVEL STREET NARROW ST IP66 | 1 | 8 | 756.8655
04-34-34510 | P834510 | FIT 55 SERIES STREET LIGHT 70LED 92W 4000K INSULATION CLASS II STANDARD ON-OFF STREET WIDE AM IP66 | 1 | 8 | 673.1709
| P834510MV | FIT 55 SERIES STREET LIGHT 70LED 92W 4000K INSULATION CLASS II MIDNIGHT BILEVEL STREET WIDE AM IP66 | 1 | 8 | 778.96
| P834511 | FIT 55 SERIES STREET LIGHT 70LED 92W 4000K INSULATION CLASS II STANDARD ON-OFF STREET NARROW ST IP66 | 1 | 8 | 673.1709
| P834511MV | FIT 55 SERIES STREET LIGHT 70LED 92W 4000K INSULATION CLASS II MIDNIGHT BILEVEL STREET NARROW ST IP66 | 1 | 8 | 778.96
04-34-34520 | P834520 | FIT 55 SERIES STREET LIGHT 70LED 128W 4000K INSULATION CLASS II STANDARD ON-OFF STREET WIDE AM IP66 | 1 | 8 | 673.1709
| P834520MV | FIT 55 SERIES STREET LIGHT 70LED 128W 4000K INSULATION CLASS II MIDNIGHT BILEVEL STREET WIDE AM IP66 | 1 | 8 | 778.96
| P834521 | FIT 55 SERIES STREET LIGHT 70LED 128W 4000K INSULATION CLASS II STANDARD ON-OFF STREET NARROW ST IP66 | 1 | 8 | 673.1709
| P834521MV | FIT 55 SERIES STREET LIGHT 70LED 128W 4000K INSULATION CLASS II MIDNIGHT BILEVEL STREET NARROW ST IP66 | 1 | 8 | 778.96
04-34-34530 | P834530 | FIT 55 SERIES STREET LIGHT 70LED 174W 4000K INSULATION CLASS II STANDARD ON-OFF STREET WIDE AM IP66 | 1 | 8 | 720.8473
| P834530MV | FIT 55 SERIES STREET LIGHT 70LED 174W 4000K INSULATION CLASS II MIDNIGHT BILEVEL STREET WIDE AM IP66 | 1 | 8 | 805.7127
| P834531 | FIT 55 SERIES STREET LIGHT 70LED 174W 4000K INSULATION CLASS II STANDARD ON-OFF STREET NARROW ST IP66 | 1 | 8 | 720.8473
| P834531MV | FIT 55 SERIES STREET LIGHT 70LED 174W 4000K INSULATION CLASS II MIDNIGHT BILEVEL STREET NARROW ST IP66 | 1 | 8 | 805.7127
| P834610MV | FIT 55 SERIES STREET LIGHT 84LED 101W 4000K INSULATION CLASS II MIDNIGHT BILEVEL STREET WIDE AM IP66 | 1 | 8 | 868.4836
| P834611MV | FIT 55 SERIES STREET LIGHT 84LED 101W 4000K INSULATION CLASS II MIDNIGHT BILEVEL STREET NARROW ST IP66 | 1 | 8 | 868.4836
| P834620MV | FIT 55 SERIES STREET LIGHT 84LED 153W 4000K INSULATION CLASS II MIDNIGHT BILEVEL STREET WIDE AM IP66 | 1 | 8 | 868.4836
| P834621MV | FIT 55 SERIES STREET LIGHT 84LED 153W 4000K INSULATION CLASS II MIDNIGHT BILEVEL STREET NARROW ST IP66 | 1 | 8 | 868.4836
| P834630MV | FIT 55 SERIES STREET LIGHT 84LED 209W 4000K INSULATION CLASS II MIDNIGHT BILEVEL STREET WIDE AM IP66 | 1 | 8 | 903.3564
| P834631MV | FIT 55 SERIES STREET LIGHT 84LED 209W 4000K INSULATION CLASS II MIDNIGHT BILEVEL STREET NARROW ST IP66 | 1 | 8 | 903.3564
| P834901 | FIT 55 SERIES SINGLE POLE HEAD BRACKET | 1 | 7.5 | 483.6618
| P834902 | FIT 55 SERIES DOUBLE POLE HEAD BRACKET | 1 | 10.5 | 906.8691
| P834903 | FIT 55 SERIES BRACKET FOR WALL MOUNTING | 1 | 5.5 | 242.9891
| P835114DA | DARWIN SERIES FLOODLIGHT 1 MODULE DALI 400W 4K 50 ASYMMETRICAL NARROW BEAM | 1 |  | 1500.95
| P835124DA | DARWIN SERIES FLOODLIGHT 1 MODULE DALI 400W 4K 50 ASYMMETRICAL WIDE BEAM | 1 |  | 1504.44
| P835134DA | DARWIN SERIES FLOODLIGHT 1 MODULE DALI 400W 4K 30 SYMMETRICAL NARROW BEAM | 1 |  | 1504.44
| P835144DA | DARWIN SERIES FLOODLIGHT 1 MODULE DALI 400W 4K 18 SYMMETRICAL NARROW BEAM | 1 |  | 1504.44
| P835214DA | DARWIN SERIES FLOODLIGHT 2 MODULES DALI 800W 4K 50 ASYMMETRICAL NARROW BEAM | 1 |  | 2775.21
| P835214HT | DARWIN SERIES FLOODLIGHT 2 MODULES DALI 400W 4K 50 ASYMMETRICAL NARROW BEAM HT | 1 |  | 3148.42
| P835224DA | DARWIN SERIES FLOODLIGHT 2 MODULES DALI 800W 4K 50 ASYMMETRICAL WIDE BEAM | 1 |  | 2775.21
| P835224HT | DARWIN SERIES FLOODLIGHT 2 MODULES DALI 400W 4K 50 ASYMMETRICAL WIDE BEAM HT | 1 |  | 3148.42
| P835234DA | DARWIN SERIES FLOODLIGHT 2 MODULES DALI 800W 4K 30 SYMMETRICAL NARROW BEAM | 1 |  | 2775.21
| P835234HT | DARWIN SERIES FLOODLIGHT 2 MODULES DALI 400W 4K 30 SYMMETRICAL NARROW BEAM HT | 1 |  | 3148.42
| P835244DA | DARWIN SERIES FLOODLIGHT 2 MODULES DALI 800W 4K 18 SYMMETRICAL NARROW BEAM | 1 |  | 2775.21
| P835244HT | DARWIN SERIES FLOODLIGHT 2 MODULES DALI 400W 4K 18 SYMMETRICAL NARROW BEAM HT | 1 |  | 3148.42
| P835314DA | DARWIN SERIES FLOODLIGHT 3 MODULES DALI 1200W 4K 50 ASYMMETRICAL NARROW BEAM | 1 |  | 4594.75
| P835314HT | DARWIN SERIES FLOODLIGHT 3 MODULES DALI 600W 4K 50 ASYMMETRICAL NARROW BEAM HT | 1 |  | 4815.64
| P835324DA | DARWIN SERIES FLOODLIGHT 3 MODULES DALI 1200W 4K 50 ASYMMETRICAL WIDE BEAM | 1 |  | 4594.75
| P835324HT | DARWIN SERIES FLOODLIGHT 3 MODULES DALI 600W 4K 50 ASYMMETRICAL WIDE BEAM HT | 1 |  | 4815.64
| P835334DA | DARWIN SERIES FLOODLIGHT 3 MODULES DALI 1200W 4K 30 SYMMETRICAL NARROW BEAM | 1 |  | 4594.75
| P835334HT | DARWIN SERIES FLOODLIGHT 3 MODULES DALI 600W 4K 30 SYMMETRICAL NARROW BEAM HT | 1 |  | 4815.64
| P835344DA | DARWIN SERIES FLOODLIGHT 3 MODULES DALI 1200W 4K 18 SYMMETRICAL NARROW BEAM | 1 |  | 4594.75
| P835344HT | DARWIN SERIES FLOODLIGHT 3 MODULES DALI 600W 4K 18 SYMMETRICAL NARROW BEAM HT | 1 |  | 4815.64
| P836001 | IMPERIUM SERIES DALI LIGHT SENSOR | 1 | 0.5 | 503.4145
| P836002 | IMPERIUM SERIES DALI REMOTE CONTROLLER | 1 | 0.5 | 59.2836
| P836101 | IMPERIUM SERIES DALI WIRELESS CONTROL MODULE | 1 | 0.5 | 174.3891
| P836102 | IMPERIUM SERIES WIRELESS LIGHT SENSOR | 1 | 0.8 | 472.0291
| P836103 | IMPERIUM SERIES WIRELESS GATEWAY MULTIFUNCTIONAL BLUETOOTH | 1 | 1.1 | 853.3636
| P837011 | TIGUA FLOODLIGHT 12LED 48W SYMMETRICAL OPTICS 81° IP66 | 1 | 7.13 | 387.1636
04-34-37011 | P837012 | TIGUA FLOODLIGHT 24LED 95W SYMMETRICAL OPTICS 81° IP66 | 1 | 7.18 | 430.1818
04-34-37012 | P837013 | TIGUA FLOODLIGHT 36LED 130W SYMMETRICAL OPTICS 81° IP66 | 1 | 7.2 | 469.7127
04-34-837021Ε | P837021EX | TIGUA-EX FLOODLIGHT 12LED 50W SYMMETIRICAL OPTIC 81° IP66 3G 2D | 1 | 7.2 | 830.1236
04-34-837022Ε | P837022EX | TIGUA-EX FLOODLIGHT 12LED 720W SYMMETIRICAL OPTIC 81° IP66 3G 2D | 1 | 7.2 | 859.1927
04-34-837023Ε | P837023EX | TIGUA-EX FLOODLIGHT 24LED 101W SYMMETIRICAL OPTIC 81° IP66 3G 2D | 1 | 7.8 | 966.1527
04-34-37024 | P837024 | TIGUA FLOODLIGHT 24LED 140W SYMMETRICAL OPTICS 81° IP66 | 1 | 7.75 | 554.5782
04-34-837024Ε | P837024EX | TIGUA-EX FLOODLIGHT 24LED 144W SYMMETIRICAL OPTIC 81° IP66 3G 2D | 1 | 7.8 | 1001.0255
04-34-37025 | P837025 | TIGUA FLOODLIGHT 24LED 188W SYMMETRICAL OPTICS 81° IP66 | 1 | 7.75 | 573.1855
| P837111 | TIGUA FLOODLIGHT 12LED 48W SYMMETRICAL OPTICS 36° IP66 | 1 | 7.13 | 387.1636
| P837112 | TIGUA FLOODLIGHT 24LED 95W SYMMETRICAL OPTICS 36° IP66 | 1 | 7.18 | 430.1818
| P837113 | TIGUA FLOODLIGHT 36LED 130W SYMMETRICAL OPTICS 36° IP66 | 1 | 0.007 | 469.7127
| P837124 | TIGUA FLOODLIGHT 24LED 140W SYMMETRICAL OPTICS 36° IP66 | 1 | 0.008 | 554.5782
| P837125 | TIGUA FLOODLIGHT 24LED 188W SYMMETRICAL OPTICS 36° IP66 | 1 | 7.75 | 573.1855
| P837211 | TIGUA FLOODLIGHT 12LED 48W ASYMMETRICAL OPTICS 23° IP66 | 1 | 7.13 | 387.1636
| P837212 | TIGUA FLOODLIGHT 24LED 95W ASYMMETRICAL OPTICS 23° IP66 | 1 | 6.948 | 430.1818
| P837213 | TIGUA FLOODLIGHT 36LED 130W ASYMMETRICAL OPTICS 23° IP66 | 1 | 7.035 | 469.7127
04-34-837221Ε | P837221EX | TIGUA-EX FLOODLIGHT 12LED 50W ASYMMETIRICAL OPTIC 23° IP66 3G 2D | 1 | 7.2 | 830.1236
04-34-837222Ε | P837222EX | TIGUA-EX FLOODLIGHT 12LED 720W ASYMMETIRICAL OPTIC 23° IP66 3G 2D | 1 | 7.2 | 859.1927
04-34-837223Ε | P837223EX | TIGUA-EX FLOODLIGHT 24LED 101W ASYMMETIRICAL OPTIC 23° IP66 3G 2D | 1 | 7.8 | 966.1527
| P837224 | TIGUA FLOODLIGHT 24LED 140W ASYMMETRICAL OPTICS 23° IP66 | 1 | 7.735 | 554.5782
04-34-837224Ε | P837224EX | TIGUA-EX FLOODLIGHT 24LED 144W ASYMMETIRICAL OPTIC 23° IP66 3G 2D | 1 | 7.8 | 1001.0255
| P837225 | TIGUA FLOODLIGHT 24LED 188W ASYMMETRICAL OPTICS 23° IP66 | 1 | 7.783 | 573.1855
04-34-37311 | P837311 | TIGUA FLOODLIGHT 12LED 48W ASYMMETRICAL OPTICS 43° IP66 | 1 | 7.13 | 387.1636
04-34-37312 | P837312 | TIGUA FLOODLIGHT 24LED 95W ASYMMETRICAL OPTICS 43° IP66 | 1 | 7.754 | 430.1818
04-34-37313 | P837313 | TIGUA FLOODLIGHT 43LED 130W ASYMMETRICAL OPTICS 43° IP66 | 1 | 7.225 | 469.7127
04-34-37324 | P837324 | TIGUA FLOODLIGHT 24LED 140W ASYMMETRICAL OPTICS 43° IP66 | 1 | 7.754 | 554.5782
04-34-37325 | P837325 | TIGUA FLOODLIGHT 24LED 188W ASYMMETRICAL OPTICS 43° IP66 | 1 | 7.769 | 573.1855
| P837411 | TIGUA FLOODLIGHT 12LED 48W ROADWAY OPTICS IP66 | 1 | 7.13 | 387.1636
| P837412 | TIGUA FLOODLIGHT 24LED 95W ROADWAY OPTICS IP66 | 1 | 7.18 | 430.1818
| P837413 | TIGUA FLOODLIGHT 36LED 130W ROADWAY OPTICS IP66 | 1 | 7.2 | 469.7127
| P837424 | TIGUA FLOODLIGHT 24LED 140W ROADWAY OPTICS IP66 | 1 | 7.7 | 554.5782
| P837425 | TIGUA FLOODLIGHT 24LED 188W ROADWAY OPTICS IP66 | 1 | 7.75 | 573.1855
| P837511 | TIGUA FLOODLIGHT 12LED 48W ASYMMETRICAL OPTICS 55° IP66 | 1 | 7.13 | 387.1636
| P837512 | TIGUA FLOODLIGHT 24LED 95W ASYMMETRICAL OPTICS 55° IP66 | 1 | 7.18 | 430.1818
| P837513 | TIGUA FLOODLIGHT 55LED 130W ASYMMETRICAL OPTICS 55° IP66 | 1 | 7.2 | 469.7127
| P837524 | TIGUA FLOODLIGHT 24LED 140W ASYMMETRICAL OPTICS 55° IP66 | 1 | 7.7 | 554.5782
| P837525 | TIGUA FLOODLIGHT 24LED 188W ASYMMETRICAL OPTICS 55° IP66 | 1 | 7.75 | 573.1855
| P837711 | TIGUA FLOODLIGHT 12LED 48W ASYMMETRICAL OPTICS 50° IP66 | 1 | 7.13 | 387.1636
| P837712 | TIGUA FLOODLIGHT 24LED 95W ASYMMETRICAL OPTICS 50° IP66 | 1 | 0.007 | 430.1818
| P837713 | TIGUA FLOODLIGHT 36LED 130W ASYMMETRICAL OPTICS 50° IP66 | 1 | 7.225 | 469.7127
| P837724 | TIGUA FLOODLIGHT 24LED 140W ASYMMETRICAL OPTICS 50° IP66 | 1 | 7.754 | 554.5782
| P837725 | TIGUA FLOODLIGHT 24LED 188W ASYMMETRICAL OPTICS 50° IP66 | 1 | 7.769 | 573.1855
| P838012DA | X-TIGUA FLOODLIGHT DALI 120LED 736W SYMMETRICAL OPTICS 81° IP66 | 1 | 39 | 3542.56
| P838014DA | X-TIGUA FLOODLIGHT DALI 144LED 884W SYMMETRICAL OPTICS 81° IP66 | 1 | 39 | 3941.3309
04-34-838021Ε | P838021EX | XTIGUA-EX FLOODLIGHT 36LED 151W SYMMETRICAL OPTIC 81° IP66 3G 2D | 1 | 10 | 1588.16
04-34-838022Ε | P838022EX | XTIGUA-EX FLOODLIGHT 36LED 216W SYMMETRICAL OPTIC 81° IP66 3G 2D | 1 | 10 | 1640.4691
04-34-838023Ε | P838023EX | XTIGUA-EX FLOODLIGHT 48LED 201W SYMMETRICAL OPTIC 81° IP66 3G 2D | 1 | 10.5 | 1779.9855
04-34-838024Ε | P838024EX | XTIGUA-EX FLOODLIGHT 48LED 288W SYMMETRICAL OPTIC 81° IP66 3G 2D | 1 | 10.5 | 1838.1236
| P838036DA | X-TIGUA FLOODLIGHT DALI 36LED 236W SYMMETRICAL OPTICS 81° IP66 | 1 | 10.5 | 1146.3709
| P838048DA | X-TIGUA FLOODLIGHT DALI 48LED 309W SYMMETRICAL OPTICS 81° IP66 | 1 | 10.5 | 1233.5527
| P838060DA | X-TIGUA FLOODLIGHT DALI 60LED 368W SYMMETRICAL OPTICS 81° IP66 | 1 | 14.4 | 1599.7927
| P838072DA | X-TIGUA FLOODLIGHT DALI 72LED 442W SYMMETRICAL OPTICS 81° IP66 | 1 | 14.4 | 1800.9345
| P838096DA | X-TIGUA FLOODLIGHT DALI 96LED 618W SYMMETRICAL OPTICS 81° IP66 | 1 | 25.2 | 2631.0582
| P838112DA | X-TIGUA FLOODLIGHT DALI 120LED 736W SYMMETRICAL OPTICS 36° IP66 | 1 | 39 | 3542.56
| P838114DA | X-TIGUA FLOODLIGHT DALI 144LED 884W SYMMETRICAL OPTICS 36° IP66 | 1 | 39 | 3941.3309
04-34-38136 | P838136DA | X-TIGUA FLOODLIGHT DALI 36LED 236W SYMMETRICAL OPTICS 36° IP66 | 1 | 10.5 | 1146.3709
04-34-38148 | P838148DA | X-TIGUA FLOODLIGHT DALI 48LED 309W SYMMETRICAL OPTICS 36° IP66 | 1 | 10.5 | 1233.5527
04-34-38160 | P838160DA | X-TIGUA FLOODLIGHT DALI 60LED 368W SYMMETRICAL OPTICS 36° IP66 | 1 | 14.4 | 1599.7927
04-34-38172 | P838172DA | X-TIGUA FLOODLIGHT DALI 72LED 442W SYMMETRICAL OPTICS 36° IP66 | 1 | 14.4 | 1800.9345
04-34-38196 | P838196DA | X-TIGUA FLOODLIGHT DALI 96LED 618W SYMMETRICAL OPTICS 36° IP66 | 1 | 25.2 | 2631.0582
| P838212DA | X-TIGUA FLOODLIGHT DALI 120LED 736W ASYMMETRICAL OPTICS 23° IP66 | 1 | 39 | 3542.56
| P838214DA | X-TIGUA FLOODLIGHT DALI 144LED 884W ASYMMETRICAL OPTICS 23° IP66 | 1 | 39 | 3941.3309
04-34-838221Ε | P838221EX | XTIGUA-EX FLOODLIGHT 36LED 151W ASYMMETRICAL OPTIC 23° IP66 3G 2D | 1 | 10 | 1588.16
04-34-838222Ε | P838222EX | XTIGUA-EX FLOODLIGHT 36LED 216W ASYMMETRICAL OPTIC 23° IP66 3G 2D | 1 | 10 | 1640.4691
04-34-838223Ε | P838223EX | XTIGUA-EX FLOODLIGHT 48LED 201W ASYMMETRICAL OPTIC 23 IP66 3G2D | 1 | 10.5 | 1779.9855
04-34-838224Ε | P838224EX | XTIGUA-EX FLOODLIGHT 48LED 288W ASYMMETRICAL OPTIC 23° IP66 3G 2D | 1 | 10.5 | 1838.1236
| P838236DA | X-TIGUA FLOODLIGHT DALI 36LED 236W ASYMMETRICAL OPTICS 23° IP66 | 1 | 10.5 | 1146.3709
| P838248DA | X-TIGUA FLOODLIGHT DALI 48LED 309W ASYMMETRICAL OPTICS 23° IP66 | 1 | 10.5 | 1233.5527
| P838260DA | X-TIGUA FLOODLIGHT DALI 60LED 368W ASYMMETRICAL OPTICS 23° IP66 | 1 | 14.4 | 1599.7927
| P838272DA | X-TIGUA FLOODLIGHT DALI 72LED 442W ASYMMETRICAL OPTICS 23° IP66 | 1 | 14.4 | 1800.9345
| P838296DA | X-TIGUA FLOODLIGHT DALI 96LED 618W ASYMMETRICAL OPTICS 23° IP66 | 1 | 25.2 | 2631.0582
| P838312DA | X-TIGUA FLOODLIGHT DALI 120LED 736W ASYMMETRICAL OPTICS 43° IP66 | 1 | 39 | 3542.56
| P838314DA | X-TIGUA FLOODLIGHT DALI 144LED 884W ASYMMETRICAL OPTICS 43° IP66 | 1 | 39 | 3941.3309
| P838336DA | X-TIGUA FLOODLIGHT DALI 36LED 236W ASYMMETRICAL OPTICS 43° IP66 | 1 | 10.5 | 1146.3709
| P838348DA | X-TIGUA FLOODLIGHT DALI 48LED 309W ASYMMETRICAL OPTICS 43° IP66 | 1 | 10.5 | 1233.5527
| P838360DA | X-TIGUA FLOODLIGHT DALI 60LED 368W ASYMMETRICAL OPTICS 43° IP66 | 1 | 14.4 | 1599.7927
| P838372DA | X-TIGUA FLOODLIGHT DALI 72LED 442W ASYMMETRICAL OPTICS 43° IP66 | 1 | 14.4 | 1800.9345
| P838396DA | X-TIGUA FLOODLIGHT DALI 96LED 618W ASYMMETRICAL OPTICS 43° IP66 | 1 | 25.2 | 2631.0582
| P838512DA | X-TIGUA FLOODLIGHT DALI 120LED 736W ASYMMETRICAL OPTICS 55° IP66 | 1 | 39 | 3542.56
| P838514DA | X-TIGUA FLOODLIGHT DALI 144LED 884W ASYMMETRICAL OPTICS 55° IP66 | 1 | 39 | 3941.3309
| P838536DA | X-TIGUA FLOODLIGHT DALI 36LED 236W ASYMMETRICAL OPTICS 55° IP66 | 1 | 10.5 | 1146.3709
| P838548DA | X-TIGUA FLOODLIGHT DALI 48LED 309W ASYMMETRICAL OPTICS 55° IP66 | 1 | 10.5 | 1233.5527
| P838560DA | X-TIGUA FLOODLIGHT DALI 60LED 368W ASYMMETRICAL OPTICS 55° IP66 | 1 | 14.4 | 1599.7927
| P838572DA | X-TIGUA FLOODLIGHT DALI 72LED 442W ASYMMETRICAL OPTICS 55° IP66 | 1 | 14.4 | 1800.9345
| P838596DA | X-TIGUA FLOODLIGHT DALI 96LED 618W ASYMMETRICAL OPTICS 55° IP66 | 1 | 25.2 | 2631.0582
| P838712DA | X-TIGUA FLOODLIGHT DALI 120LED 736W ASYMMETRICAL OPTICS 50° IP66 | 1 | 39 | 3542.56
| P838714DA | X-TIGUA FLOODLIGHT DALI 144LED 884W ASYMMETRICAL OPTICS 50° IP66 | 1 | 39 | 3941.3309
| P838736DA | X-TIGUA FLOODLIGHT DALI 36LED 236W ASYMMETRICAL OPTICS 50° IP66 | 1 | 10.5 | 1146.3709
| P838748DA | X-TIGUA FLOODLIGHT DALI 48LED 309W ASYMMETRICAL OPTICS 50° IP66 | 1 | 10.5 | 1233.5527
| P838760DA | X-TIGUA FLOODLIGHT DALI 60LED 368W ASYMMETRICAL OPTICS 50° IP66 | 1 | 14.4 | 1599.7927
| P838772DA | X-TIGUA FLOODLIGHT DALI 72LED 442W ASYMMETRICAL OPTICS 50° IP66 | 1 | 14.4 | 1800.9345
| P838796DA | X-TIGUA FLOODLIGHT DALI 96LED 618W ASYMMETRICAL OPTICS 50° IP66 | 1 | 25.2 | 2631.0582
| P840382 | RINOLED PAINTED STEEL-GLASS L1300 LIGHTING FIXTURE 52W NARROW BEAM IP66 | 1 | 7.5 | 465.0545
| P840392EX | RINOLED STEEL-GLASS L1300 LIGHTING FIXTURE 52W NARROW BEAM IP65/66 3G2D | 1 | 7.5 | 716.1891
| P840482 | RINOLED PAINTED STEEL-GLASS L1300 LIGHTING FIXTURE 63W NARROW BEAM IP66 | 1 | 7.645 | 481.32
| P840492EX | RINOLED STEEL-GLASS L1300 LIGHTING FIXTURE 75W NARROW BEAM IP65/66 3G2D | 1 | 7.535 | 733.6255
| P840582 | RINOLED PAINTED STEEL-GLASS L1300 LIGHTING FIXTURE 75W NARROW BEAM IP66 | 1 | 7.5 | 512.7309
| P841011 | RINO PAINTED STEEL-OPALINE POLYCARBONATE LIGHTING FIXTURE EMERGENCY 1+1X14W | 1 | 4.195 | 685.0327
| P841040 | RINO-NAVE LED 460mm ACCIAIO-POLICARBONATO OPALE LED 2205LM 4000K IP66 | 1 | 3.5 | 404.6
| P841062 | RINO PAINTED STEEL-OPALINE POLYCARBONATE LIGHTING FIXTURE 2X14W | 1 | 4 | 263.6836
| P841141 | RINO-LED PAINTED STEEL-OPALINE POLYCARBONATE LIGHTING FIXTURE 25W | 1 | 4 | 412.9745
| P841142 | RINO-LED PAINTED STEEL-OPALINE POLYCARBONATE LIGHTING FIXTURE 2X25W | 1 | 3.511 | 458.9964
| P841171 | RINO-LED PAINTED STEEL-OPALINE POLYCARBONATE LIGHTING FIXTURE EMERGENCY 25W | 1 | 4.435 | 817.5745
04-34-84118 2 | P841182 | RINOLED PAINTED STEEL-GLASS L690 LIGHTING FIXTURE 26W COMFORT WIDE BEAM IP66 | 1 | 4.048 | 347.6327
04-34-84119 2 | P841192EX | RINOLED STEEL-GLASS L690 LIGHTING FIXTURE 26W WIDE BEAM IP65/66 3G2D | 1 | 5.556 | 604.5709
| P841243 | RINO-LED PAINTED STEEL-OPALINE POLYCARBONATE LIGHTING FIXTURE 25+25W | 1 | 5.887 | 507.8436
| P841273 | RINO-LED PAINTED STEEL-OPALINE POLYCARBONATE LIGHTING FIXTURE EMERGENCY 25+25W | 1 | 6 | 978.0145
04-34-84128 2 | P841282 | RINOLED PAINTED STEEL-GLASS L690 LIGHTING FIXTURE 40W COMFORT WIDE BEAM IP66 | 1 | 4.032 | 359.2655
04-34-84129 2 | P841292EX | RINOLED STEEL-GLASS L690 LIGHTING FIXTURE 38W WIDE BEAM IP65/66 3G2D | 1 | 5.159 | 612.7164
04-34-84138 2 | P841382 | RINOLED PAINTED STEEL-GLASS L1300 LIGHTING FIXTURE 52W COMFORT WIDE BEAM IP66 | 1 | 7.545 | 465.0545
04-34-84139 2 | P841392EX | RINOLED STEEL-GLASS L1300 LIGHTING FIXTURE 52W WIDE BEAM IP65/66 3G2D | 1 | 7.545 | 716.1891
| P841411 | RINO PAINTED STEEL-OPALINE POLYCARBONATE LIGHTING FIXTURE EMERGENCY 1+1X28W | 1 | 6 | 809.2
| P841462 | RINO PAINTED STEEL-OPALINE POLYCARBONATE LIGHTING FIXTURE 2X28W | 1 | 5.833 | 320.88
04-34-84148 2 | P841482 | RINOLED PAINTED STEEL-GLASS L1300 LIGHTING FIXTURE 63W COMFORT WIDE BEAM IP66 | 1 | 7.5 | 481.32
04-34-84149 2 | P841492EX | RINOLED STEEL-GLASS L1300 LIGHTING FIXTURE 75W WIDE BEAM IP65/66 3G2D | 1 | 8.915 | 733.6255
| P841562 | RINO PAINTED STEEL-OPALINE POLYCARBONATE LIGHTING FIXTURE 2X24W | 1 | 4 | 274.8582
| P841582 | RINOLED PAINTED STEEL-GLASS L1300 LIGHTING FIXTURE 75W COMFORT WIDE BEAM IP66 | 1 | 7.5 | 512.7309
| P841682 | SERIE RINOLED HE PLAFONIERA L690 ACCIAIO VETRO 56W DIFFONDENTE COMFORT IP66 | 1 | 4 | 431.3273
| P841782 | SERIE RINOLED HE PLAFONIERA L1300 ACCIAIO VETRO 86W DIFFONDENTE COMFORT IP66 | 1 | 7.5 | 651.0764
04-34-84218 0 | P842180 | RINOLED STAINLESS STEEL-GLASS L690 LIGHTING FIXTURE 26W EMERGENCY 3H COMFORT WIDE BEAM IP66 | 1 | 3.965 | 535.9709
| P842182 | RINOLED PAINTED STEEL-GLASS L690 LIGHTING FIXTURE 26W WIDE BEAM IP66 | 1 | 4.013 | 336
| P842242 | RINO-LED PAINTED STEEL-GLASS LIGHTING FIXTURE L1300MM 4800LM WIDE BEAM | 1 | 6.553 | 434.8145
| P842280 | RINOLED STAINLESS STEEL-GLASS L690 LIGHTING FIXTURE 40W EMERGENCY 3H COMFORT WIDE BEAM IP66 | 1 | 4.496 | 546.4327
| P842282 | RINOLED PAINTED STEEL-GLASS L690 LIGHTING FIXTURE 40W WIDE BEAM IP66 | 1 | 3.959 | 344.1455
04-34-84238 0 | P842380 | RINOLED STEEL-GLASS L1300 LIGHTING FIXTURE 52W WIDE BEAM IP66 | 1 | 7.823 | 640.6145
| P842382 | RINOLED PAINTED STEEL-GLASS L1300 LIGHTING FIXTURE 52W WIDE BEAM IP66 | 1 | 7.539 | 438.3018
| P842482 | RINOLED PAINTED STEEL-GLASS L1300 LIGHTING FIXTURE 63W WIDE BEAM IP66 | 1 | 7.545 | 456.9091
| P842582 | RINOLED PAINTED STEEL-GLASS L1300 LIGHTING FIXTURE 75W WIDE BEAM IP66 | 1 | 7.5 | 483.6618
| P842682 | SERIE RINOLED HE PLAFONIERA L690 ACCIAIO VETRO 56W DIFFONDENTE IP66 | 1 | 4 | 376.7018
| P842782 | SERIE RINOLED HE PLAFONIERA L1300 ACCIAIO VETRO 86W DIFFONDENTE IP66 | 1 | 7.5 | 562.7236
| P842862 | RINO PAINTED STEEL-GLASS LIGHTING FIXTURE 2X80W WITH WHITE REFLECTOR AND ELECTRONIC POWER SUPPLY 200-250V 50HZ G5 T5 | 1 | 8.98 | 340.6582
| P843132 | RINO PAINTED STEEL-GLASS LIGHTING FIXTURE 2X18W WITH SYMMETRICAL REFLECTOR IN ALUMINIUM AND ELECTRONIC POWER SUPPLY 230VAC/DC 50HZ G13 T8 | 1 | 3.818 | 287.1782
| P843232 | RINO PAINTED STEEL-GLASS LIGHTING FIXTURE 2X36W WITH SYMMETRICAL REFLECTOR IN ALUMINIUM AND ELECTRONIC POWER SUPPLY 230VAC/DC 50HZ G13 T8 | 1 | 6.74 | 356.9236
| P843462 | RINO PAINTED STEEL-GLASS LIGHTING FIXTURE 2X28W WITH SYMMETRICAL REFLECTOR IN ALUMINIUM AND ELECTRONIC POWER SUPPLY 230VAC/DC 50HZ G5 T5 | 1 | 7.238 | 367.3855
| P843511 | RINO PAINTED STEEL-GLASS LIGHTING FIXTURE (1+1)X24W WITH SYMMETRICAL REFLECTOR IN ALUMINIUM AND ELECTRONIC POWER SUPPLY 230VAC/DC 50HZ G5 T5 | 1 | 4 | 448.7891
| P843562 | RINO PAINTED STEEL-GLASS LIGHTING FIXTURE 2X24W WITH SYMMETRICAL REFLECTOR IN ALUMINIUM AND ELECTRONIC POWER SUPPLY 230VAC/DC 50HZ G5 T5 | 1 | 3.86 | 302.2982
| P843762 | RINO PAINTED STEEL-GLASS LIGHTING FIXTURE 2X49W WITH SYMMETRICAL REFLECTOR IN ALUMINIUM AND ELECTRONIC POWER SUPPLY 230VAC/DC 50HZ G5 T5 | 1 | 9.05 | 387.1636
| P843862 | RINO PAINTED STEEL-GLASS LIGHTING FIXTURE 2X80W WITH SYMMETRICAL REFLECTOR IN ALUMINIUM AND ELECTRONIC POWER SUPPLY 230VAC/DC 50HZ G5 T5 | 1 | 9.15 | 394.1382
| P843962 | RINO PAINTED STEEL-GLASS LIGHTING FIXTURE 2X54W WITH SYMMETRICAL REFLECTOR IN ALUMINIUM AND ELECTRONIC POWER SUPPLY 230VAC/DC 50HZ G5 T5 | 1 | 6.623 | 370.8727
| P845111 | RINO PAINTED STEEL-POLYCARBONATE LIGHTING FIXTURE (1+1)X18W WITH SYMMETRICAL REFLECTOR IN ALUMINIUM FOR EMERGENCY 230V 50HZ G13T8 | 1 | 3.835 | 402.2836
| P845382 | RINOLED PAINTED STEEL-POLYCARBONATE L1300 LIGHTING FIXTURE 52W NARROW BEAM IP66 | 1 | 5.3 | 465.0545
| P845482 | RINOLED PAINTED STEEL-POLYCARBONATE L1300 LIGHTING FIXTURE 63W NARROW BEAM IP66 | 1 | 5.3 | 481.32
| P845562 | RINO PAINTED STEEL-POLYCARBONATE LIGHTING FIXTURE 2X24W WITH SYMMETRICAL REFLECTOR IN ALUMINIUM AND ELECTRONIC POWER SUPPLY 200-250V 50HZ G5 T5 | 1 | 4 | 268.5709
| P845582 | RINOLED PAINTED STEEL-POLYCARBONATE L1300 LIGHTING FIXTURE 75W NARROW BEAM IP66 | 1 | 5.239 | 512.7309
| P845962 | RINO PAINTED STEEL-POLYCARBONATE LIGHTING FIXTURE 2X54W WITH SYMMETRICAL REFLECTOR IN ALUMINIUM AND ELECTRONIC POWER SUPPLY 200-250V 50HZ G5 T5 | 1 | 5.088 | 325.5382
04-34-84618 2 | P846182 | RINOLED PAINTED STEEL-POLYCARBONATE L690 LIGHTING FIXTURE 26W COMFORT WIDE BEAM IP66 | 1 | 3.055 | 347.6327
04-34-84628 2 | P846282 | RINOLED PAINTED STEEL-POLYCARBONATE L690 LIGHTING FIXTURE 40W COMFORT WIDE BEAM IP66 | 1 | 3.123 | 359.2655
04-34-84638 2 | P846382 | RINOLED PAINTED STEEL-POLYCARBONATE L1300 LIGHTING FIXTURE 52W COMFORT WIDE BEAM IP66 | 1 | 5.354 | 465.0545
04-34-84648 2 | P846482 | RINOLED PAINTED STEEL-POLYCARBONATE L1300 LIGHTING FIXTURE 63W COMFORT WIDE BEAM IP66 | 1 | 5.354 | 481.32
| P846582 | RINOLED PAINTED STEEL-POLYCARBONATE L1300 LIGHTING FIXTURE 75W COMFORT WIDE BEAM IP66 | 1 | 2.721 | 512.7309
04-34-47211 | P847211 | RINO PAINTED STEEL-POLYCARBONATE LIGHTING FIXTURE (1+1)X36W WITH WHITE REFLECTOR FOR EMERGENCY 230V 50HZ G13 T8 | 1 | 6.189 | 405.7709
04-34-47232 | P847232 | RINO PAINTED STEEL-POLYCARBONATE LIGHTING FIXTURE 2X36W WITH WHITE REFLECTOR AND ELECTRONIC POWER SUPPLY 230VAC/DC 50HZ G13 T8 | 1 | 5.308 | 270.8873
| P847240 | RINO-LED PAINTED STEEL-POLYCARBONATE L1300MM 4800LM WIDE BEAM EMERGENCY 1H | 1 | 5.937 | 585.9636
| P849011 | RINO NV PAINTED STEEL-POLYCARBONARE LIGHTING FIXTURE FOR MARINE L690MM EMERGENCY 3H FOR TUBES T5 1+1X14W | 1 | 4 | 685.0327
| P849062 | RINO NV PAINTED STEEL-POLYCARBONARE LIGHTING FIXTURE FOR MARINE L690MM FOR TUBES T5 2X14W | 1 | 3.317 | 263.6836
| P849141 | RINO NV PAINTED STEEL-POLYCARBONARE LIGHTING FIXTURE FOR MARINE L690MM LED 20W | 1 | 3.414 | 412.9745
| P849142 | RINO NV PAINTED STEEL-POLYCARBONARE LIGHTING FIXTURE FOR MARINE L690MM LED 2X20W | 1 | 3.589 | 458.9964
| P849171 | RINO NV PAINTED STEEL-POLYCARBONARE LIGHTING FIXTURE FOR MARINE L690MM EMERGENCY 3H LED 20W | 1 | 4.335 | 817.5745
| P849172 | RINO NV PAINTED STEEL-POLYCARBONARE LIGHTING FIXTURE FOR MARINE L690MM EMERGENCY 3H LED 2X20W | 1 | 4.496 | 880.3455
| P849243 | RINO NV PAINTED STEEL-POLYCARBONARE LIGHTING FIXTURE FOR MARINE L1300MM LED 20+20W | 1 | 6.176 | 507.8436
| P849273 | RINO NV PAINTED STEEL-POLYCARBONARE LIGHTING FIXTURE FOR MARINE L1300MM EMERGENCY 3H LED 20+20W | 1 | 6.978 | 978.0145
| P849411 | RINO NV PAINTED STEEL-POLYCARBONARE LIGHTING FIXTURE FOR MARINE L1300MM EMERGENCY 1H FOR TUBES T5 1+1X28W | 1 | 6.705 | 809.2
| P849462 | RINO NV PAINTED STEEL-POLYCARBONARE LIGHTING FIXTURE FOR MARINE L1300MM FOR TUBES T5 2X28W | 1 | 5.465 | 320.88
| P849511 | RINO NV PAINTED STEEL-POLYCARBONARE LIGHTING FIXTURE FOR MARINE L690MM EMERGENCY 1H FOR TUBES T5 1+1X24W | 1 | 4.204 | 703.1564
| P850042 | NAVE HOUSING IN BRASS FOR WATERTIGHT CYLINDRICAL LIGHTING FIXTURES UNAV 2133- 250V 1XM24 IP66 | 1 | 1.142 | 176.5782
| P850045 | NAVE HOUSING IN BRASS FOR WATERTIGHT CYLINDRICAL LIGHTING FIXTURES UNAV 2133- 250V 2XM24 OPPOSITE IP66 | 1 | 1.15 | 226.6473
| P850050 | NAVE GLOBE-HOLDER RING IN NICKEL-PLATED BRASS FOR WATERTIGHT CYLINDRICAL LIGHTING FIXTURE UNAV 2133 | 1 | 0.18 | 59.6909
| P850054 | NAVE UNAV 2133 WATERTIGHT CYLINDRICAL LIGHTING FIXTURE IN MARINE GREY PAINTED BRASS 250V HOLE HOUSING 3/4" 2 COMBINED IP66 | 2 | 2.404 | 503.3382
| P850058 | NAVE GLOBE-HOLDER RING IN NICKEL-PLATED BRASS WITH STAINLESS STEEL WIRE CAGE FOR CYLINDRICAL LIGHTING FIXTURES UNAV 2133 | 10 | 0.295 | 169.9855
| P850060 | NAVE DIFFUSER IN TRANSPARENT GLASS TYPE UNAV 1268 FOR WATERTIGHT CYLINDRICAL LUMINAIRES | 1 | 0.426 | 28.8655
| P850061 | NAVE DIFFUSER IN SMOOTH BLUE COLOURED GLASS TYPE UNAV 1268 FOR WATERTIGHT CYLINDRICAL LUMINAIRES | 1 | 0.5 | 114.4945
| P850062 | NAVE DIFFUSER IN SMOOTH YELLOW COLOURED GLASS TYPE UNAV 1268 FOR WATERTIGHT CYLINDRICAL LUMINAIRES | 1 | 0.5 | 114.4945
| P850063 | NAVE DIFFUSER IN SMOOTH RED COLOURED GLASS TYPE UNAV 1268 FOR WATERTIGHT CYLINDRICAL LUMINAIRES | 1 | 0.539 | 187.1164
| P850064 | NAVE DIFFUSER IN SMOOTH GREEN COLOURED GLASS TYPE UNAV 1268 FOR WATERTIGHT CYLINDRICAL LUMINAIRES | 1 | 0.52 | 114.4945
| P850065 | NAVE HOUSING IN BRASS FOR WATERTIGHT CYLINDRICAL LIGHTING FIXTURES UNAV 2133- 250V 3/4" 2 COMBINED IP66 | 1 | 1.725 | 412.4145
| P850080 | NAVE SPARE GASKET IN NON-AGEING ELASTOMER FOR NAVE WATERTIGHT LIGHTING FIXTURES UNAV 2133 60W | 1 | 0.016 | 5.5745
| P850090 | NAVE BASE IN TROPICALIZED STEEL FOR CEILING INSTALLATION OF WATERTIGHT CYLINDRICAL LIGHTING FIXTURES-TYPE A UNAV 1228 | 1 | 0.185 | 16.8764
| P850091 | NAVE BASE IN TROPICALIZED STEEL FOR WALL INSTALLATION OF WATERTIGHT CYLINDRICAL LIGHTING FIXTURES-TYPE B UNAV 1228 | 1 | 0.424 | 25.4291
| P850140 | NAVE WATERTIGHT CYLINDRICAL LIGHTING FIXTURE TYPE UNAV 2132 IN BRASS 250V 1XM24 IP66 | 1 | 2.61 | 364.9927
| P850143 | NAVE WATERTIGHT CYLINDRICAL LIGHTING FIXTURE TYPE UNAV 2132 IN BRASS 250V 2XM24 OPPOSITE IP66 | 1 | 2.72 | 397.9309
| P850172 | NAVE PROTECTION CAGE IN STAINLESS STEEL WIRE FOR WATERTIGHT CYLINDRICAL LUMINAIRES | 1 | 0.17 | 47.1673
| P850300 | NAVE LARGE WATERTIGHT LIGHTING FIXTURE TYPE UNAV 2139 IN BRASS 250V 3X100W CABLE GLAND M24X1,5 IP66 | 1 | 13 | 1867.1164
| P850301 | NAVE LARGE WATERTIGHT LIGHTING FIXTURE TYPE UNAV 2139 IN BRASS WITH STEEL CAGE 250V 3X100W CABLE GLAND M24X1,5 IP66 | 1 | 12.8 | 1983.0618
| P850360 | NAVE SPARE DIFFUSER IN TRANSPARENT SMOOTH GLASS FOR NAVE LARGE LIGHTING FIXTURES TYPE UNAV 2139 300W | 1 | 3.25 | 237.1855
| P850380 | NAVE SPARE GASKETS IN NON-AGEING ELASTOMER FOR NAVE LARGE LIGHTING FIXTURES HOUSING TYPE UNAV 2139 | 1 | 0.059 | 18.0473
| P850381 | NAVE SPARE GASKETS IN NON-AGEING ELASTOMER FOR NAVE LARGE LIGHTING FIXTURES TYPE UNAV 2139 -FOR GLOBE-HOLDER RING | 1 | 0.028 | 13.6945
| P850391 | NAVE SPRUNG INSTALLATION BASE FOR LARGE LIGHTING FIXTURES TYPE UNAV 2130 FOR 1" 1/2 GAS CONDUIT | 1 | 1.819 | 322.8145
| P854110MV | FIT 55 SERIES STREET LIGHT 14LED 17W 4000K INSULATION CLASS I MIDNIGHT BILEVEL STREET WIDE AM IP66 | 1 | 5 | 504.5855
| P854111MV | FIT 55 SERIES STREET LIGHT 14LED 17W 4000K INSULATION CLASS I MIDNIGHT BILEVEL STREET WIDE AM IP66 | 1 | 5 | 504.5855
| P854120MV | FIT 55 SERIES STREET LIGHT 14LED 34W 4000K INSULATION CLASS I MIDNIGHT BILEVEL STREET WIDE AM IP66 | 1 | 5 | 512.7309
| P854121MV | FIT 55 SERIES STREET LIGHT 14LED 34W 4000K INSULATION CLASS I MIDNIGHT BILEVEL STREET WIDE AM IP66 | 1 | 5 | 512.7309
| P854130MV | FIT 55 SERIES STREET LIGHT 14LED 54W 4000K INSULATION CLASS I MIDNIGHT BILEVEL STREET WIDE AM IP66 | 1 | 5 | 522.0218
| P854131MV | FIT 55 SERIES STREET LIGHT 14LED 54W 4000K INSULATION CLASS I MIDNIGHT BILEVEL STREET WIDE AM IP66 | 1 | 5 | 522.0218
| P854210MV | FIT 55 SERIES STREET LIGHT 28LED 37W 4000K INSULATION CLASS I MIDNIGHT BILEVEL STREET WIDE AM IP66 | 1 | 5 | 545.2873
| P854211MV | FIT 55 SERIES STREET LIGHT 28LED 37W 4000K INSULATION CLASS I MIDNIGHT BILEVEL STREET NARROW ST IP66 | 1 | 5 | 545.2873
| P854220MV | FIT 55 SERIES STREET LIGHT 28LED 69W 4000K INSULATION CLASS I MIDNIGHT BILEVEL STREET WIDE AM IP66 | 1 | 5 | 581.3309
| P854221MV | FIT 55 SERIES STREET LIGHT 28LED 69W 4000K INSULATION CLASS I MIDNIGHT BILEVEL STREET NARROW ST IP66 | 1 | 5 | 581.3309
| P854230MV | FIT 55 SERIES STREET LIGHT 28LED 86W 4000K INSULATION CLASS I MIDNIGHT BILEVEL STREET WIDE AM IP66 | 1 | 5 | 704.5564
| P854231MV | FIT 55 SERIES STREET LIGHT 28LED 86W 4000K INSULATION CLASS I MIDNIGHT BILEVEL STREET NARROW ST IP66 | 1 | 5 | 704.5564
| P854310MV | FIT 55 SERIES STREET LIGHT 42LED 54W 4000K INSULATION CLASS I MIDNIGHT BILEVEL STREET WIDE AM IP66 | 1 | 8 | 694.0945
| P854311MV | FIT 55 SERIES STREET LIGHT 42LED 54W 4000K INSULATION CLASS I MIDNIGHT BILEVEL STREET NARROW ST IP66 | 1 | 8 | 694.0945
| P854320MV | FIT 55 SERIES STREET LIGHT 42LED 104W 4000K INSULATION CLASS I MIDNIGHT BILEVEL STREET WIDE AM IP66 | 1 | 8 | 751.0618
| P854321MV | FIT 55 SERIES STREET LIGHT 42LED 104W 4000K INSULATION CLASS I MIDNIGHT BILEVEL STREET NARROW ST IP66 | 1 | 8 | 751.0618
| P854330MV | FIT 55 SERIES STREET LIGHT 42LED 145W 4000K INSULATION CLASS I MIDNIGHT BILEVEL STREET WIDE AM IP66 | 1 | 8 | 739.4291
| P854331MV | FIT 55 SERIES STREET LIGHT 42LED 145W 4000K INSULATION CLASS I MIDNIGHT BILEVEL STREET NARROW ST IP66 | 1 | 8 | 739.4291
| P854410MV | FIT 55 SERIES STREET LIGHT 56LED 72W 4000K INSULATION CLASS I MIDNIGHT BILEVEL STREET WIDE AM IP66 | 1 | 8 | 732.4545
| P854411MV | FIT 55 SERIES STREET LIGHT 56LED 72W 4000K INSULATION CLASS I MIDNIGHT BILEVEL STREET NARROW ST IP66 | 1 | 8 | 732.4545
| P854420MV | FIT 55 SERIES STREET LIGHT 56LED 139W 4000K INSULATION CLASS I MIDNIGHT BILEVEL STREET WIDE AM IP66 | 1 | 8 | 760.3527
| P854421MV | FIT 55 SERIES STREET LIGHT 56LED 139W 4000K INSULATION CLASS I MIDNIGHT BILEVEL STREET NARROW ST IP66 | 1 | 8 | 760.3527
| P854430MV | FIT 55 SERIES STREET LIGHT 56LED 177W 4000K INSULATION CLASS I MIDNIGHT BILEVEL STREET WIDE AM IP66 | 1 | 8 | 775.4727
| P854431MV | FIT 55 SERIES STREET LIGHT 56LED 177W 4000K INSULATION CLASS I MIDNIGHT BILEVEL STREET NARROW ST IP66 | 1 | 8 | 775.4727
| P854510MV | FIT 55 SERIES STREET LIGHT 70LED 92W 4000K INSULATION CLASS I MIDNIGHT BILEVEL STREET WIDE AM IP66 | 1 | 8 | 791.7636
| P854511MV | FIT 55 SERIES STREET LIGHT 70LED 92W 4000K INSULATION CLASS I MIDNIGHT BILEVEL STREET NARROW ST IP66 | 1 | 8 | 791.7636
| P854520MV | FIT 55 SERIES STREET LIGHT 70LED 128W 4000K INSULATION CLASS I MIDNIGHT BILEVEL STREET WIDE AM IP66 | 1 | 8 | 791.7636
| P854521MV | FIT 55 SERIES STREET LIGHT 70LED 128W 4000K INSULATION CLASS I MIDNIGHT BILEVEL STREET NARROW ST IP66 | 1 | 8 | 791.7636
| P854530MV | FIT 55 SERIES STREET LIGHT 70LED 174W 4000K INSULATION CLASS I MIDNIGHT BILEVEL STREET WIDE AM IP66 | 1 | 8 | 817.3455
| P854531MV | FIT 55 SERIES STREET LIGHT 70LED 174W 4000K INSULATION CLASS I MIDNIGHT BILEVEL STREET NARROW ST IP66 | 1 | 8 | 817.3455
| P854610MV | FIT 55 SERIES STREET LIGHT 84LED 101W 4000K INSULATION CLASS I MIDNIGHT BILEVEL STREET WIDE AM IP66 | 1 | 8 | 880.1164
| P854611MV | FIT 55 SERIES STREET LIGHT 84LED 101W 4000K INSULATION CLASS I MIDNIGHT BILEVEL STREET NARROW ST IP66 | 1 | 8 | 880.1164
| P854620MV | FIT 55 SERIES STREET LIGHT 84LED 153W 4000K INSULATION CLASS I MIDNIGHT BILEVEL STREET WIDE AM IP66 | 1 | 8 | 880.1164
| P854621MV | FIT 55 SERIES STREET LIGHT 84LED 153W 4000K INSULATION CLASS I MIDNIGHT BILEVEL STREET NARROW ST IP66 | 1 | 8 | 880.1164
| P854630MV | FIT 55 SERIES STREET LIGHT 84LED 209W 4000K INSULATION CLASS I MIDNIGHT BILEVEL STREET WIDE AM IP66 | 1 | 8 | 956.8618
| P854631MV | FIT 55 SERIES STREET LIGHT 84LED 209W 4000K INSULATION CLASS I MIDNIGHT BILEVEL STREET NARROW ST IP66 | 1 | 8 | 956.8618
| P859180 | NAVE SAFETY LAMPHOLDER E27 FOR NAVE WATERTIGHT LIGHTING FIXTURES UNAV 1208-2132-2133-2134-2135 IN PORCELAIN | 1 | 0.13 | 43.3491
| P859400 | NAVE SWANN-BYONET LAMPHOLDER WITH TABS FOR WATERTIGHT CYLINDRICAL LUMINAIRES B22D | 1 | 0.044 | 80.7673
| P859412 | RINO SWANN-TYPE BAYONET LAMPHOLDER WITH BRACKET FOR OVAL AND ROUND LIGHTING FIXTURES B22D | 1 | 0.07 | 58.1382
| P861550 | NAVE WATERTIGHT ROTARY CONTROL SWITCH TYPE UNAV 2162 10A 1P 250V IN SOLID BRASS ENCLOSURE IP66 | 1 | 0.95 | 434.8145
| P878141 | RINO NV PAINTED STAINLESS STEEL-OPALINE POLYCARBONATE LIGHTING FIXTURE FOR MARINE L690MM LED 20W | 1 | 3.419 | 461.7964
| P878142 | RINO NV PAINTED STAINLESS STEEL-OPALINE POLYCARBONATE LIGHTING FIXTURE FOR MARINE L690MM LED 2X20W | 1 | 3.529 | 500.8691
| P878243 | RINO NV PAINTED STAINLESS STEEL-OPALINE POLYCARBONATE LIGHTING FIXTURE FOR MARINE L1300MM LED 20+20W | 1 | 5.932 | 619.4618
| P878741 | RINO NV PAINTED STAINLESS STEEL-OPALINE POLYCARBONATE LIGHTING FIXTURE FOR MARINE L690MM LED 20W | 1 | 3.189 | 539.9164
| P878742 | RINO NV PAINTED STAINLESS STEEL-OPALINE POLYCARBONATE LIGHTING FIXTURE FOR MARINE L690MM LED 2X20W | 1 | 3.365 | 598.5127
| P879062 | RINO NV PAINTED STAINLESS STEEL-OPALINE POLYCARBONATE LIGHTING FIXTURE FOR MARINE L690MM FOR TUBES T5 2X14W | 1 | 3.403 | 301.3564
| P879462 | RINO NV PAINTED STAINLESS STEEL-OPALINE POLYCARBONATE LIGHTING FIXTURE FOR MARINE L1300MM FOR TUBES T5 2X28W | 1 | 5.576 | 431.0982
| P879562 | RINO NV PAINTED STAINLESS STEEL-OPALINE POLYCARBONATE LIGHTING FIXTURE FOR MARINE L690MM FOR TUBES T5 2X24W | 1 | 3.405 | 312.5055
| P881062 | BULKHEAD RINO PAINTED INOX-OPALINE POLYCARBONATE DIFFUSER 2X14W | 1 | 3.116 | 320.88
| P881562 | BULKHEAD RINO PAINTED INOX-OPALINE POLYCARBONATE DIFFUSER 2X24W | 1 | 4 | 329.2545
| P900253 | ALARM WATERTIGHT BELLS FOR CONTINUOS OPERATION IN ALUMINIUM ALLOY ENCLOSURE 24V DRUM DIA 105MM CABLE GLAND 1X1/2" IP66 | 1 | 1.403 | 333.3782
| P900259 | SPARE COILS FOR ALARM AND NAVE WATERTIGHT BELLS 24V CA | 1 | 0.137 | 51.3927
| P900263 | ALARM WATERTIGHT BELLS FOR CONTINUOS OPERATION IN ALUMINIUM ALLOY ENCLOSURE 110V DRUM DIA 105MM CABLE GLAND 1X1/2" IP66 | 1 | 1.359 | 355.7782
| P900263EX | ALARM-EX BELL AL 4HAC 3D 3G | 1 | 1.425 | 458.5382
| P900269 | SPARE COILS FOR ALARM AND NAVE WATERTIGHT BELLS 110V CA | 1 | 0.135 | 60.0727
| P900273 | ALARM WATERTIGHT BELLS FOR CONTINUOS OPERATION IN ALUMINIUM ALLOY ENCLOSURE 220V DRUM DIA 105MM CABLE GLAND 1X1/2" IP66 | 1 | 1.367 | 380.8
| P900279 | SPARE COILS FOR ALARM AND NAVE WATERTIGHT BELLS 230V CA | 1 | 0.14 | 77.6109
| P900355 | NAVE WATERTIGHT BELLS UNAV 1384 FOR SIGNALLING AND ALARMS IN BRASS ENCLOSURE-CABLE GLAND 24X14 M24X1,5 24V IP66 | 1 | 3.016 | 674.6473
| P900365 | NAVE WATERTIGHT BELLS UNAV 1384 FOR SIGNALLING AND ALARMS IN BRASS ENCLOSURE-CABLE GLAND 24X14 M24X1,5 110V IP66 | 1 | 3.062 | 674.6473
| P900375 | NAVE WATERTIGHT BELLS UNAV 1384 FOR SIGNALLING AND ALARMS IN BRASS ENCLOSURE-CABLE GLAND 24X14 M24X1,5 220V IP66 | 1 | 3.012 | 682.5382
| P900448 | ALARM DIRECTIONAL HORN FOR SIRENS MAX DIA 112MM PROJECTION OF SIREN+HORN 238MM | 1 | 0.439 | 50.0691
| P900449 | DIRECTIONAL HORN AL | 1 | 0.49 | 55.7455
04-37-00453 | P900453 | ALARM WATERTIGHT SIREN WITH VIBRATING DIAPHRAGM FOR EXTENDED OPERATION IN ALUMINIUM ALLOY ENCLOSURE 24V IP66 | 1 | 1.324 | 301.7382
| P900453EX | ALARM-EX SIREN AL 24VAC 2D 3G | 1 | 1.349 | 399.2545
| P900459 | SPARE COILS FOR ALARM AND NAVE WATERTIGHT SIRENS 24V CA | 1 | 0.088 | 41.5164
04-37-00463 | P900463 | ALARM WATERTIGHT SIREN WITH VIBRATING DIAPHRAGM FOR EXTENDED OPERATION IN ALUMINIUM ALLOY ENCLOSURE 110V IP66 | 1 | 1.302 | 301.7382
| P900463EX | ALARM-EX SIREN AL 4HAC 2D 3G | 1 | 1.245 | 400.5782
| P900469 | SPARE COILS FOR ALARM AND NAVE WATERTIGHT SIRENS 110V CA | 1 | 0.08 | 42.0255
04-37-00473 | P900473 | ALARM WATERTIGHT SIREN WITH VIBRATING DIAPHRAGM FOR EXTENDED OPERATION IN ALUMINIUM ALLOY ENCLOSURE 220V IP66 | 1 | 1.329 | 307.0073
04-37-90047 3 | P900473EX | ALARM-EX SIREN AL 230VAC 2D 3G | 1 | 1.332 | 407.1455
| P900479 | SPARE COILS FOR ALARM AND NAVE WATERTIGHT SIRENS 230V CA | 1 | 0.086 | 47.2945
| P900548 | NAVE DIRECTIONAL HORN FOR SIRENS MAX DIA 112MM PROJECTION OF SIREN+HORN 238MM UNAV 1382 | 1 | 1.103 | 96.1927
| P900563 | NAVE WATERTIGHT SIREN UNAV 1382 FOR SIGNALLING AND ALARMS IN BRASS ENCLOSURE WITH CABLE GLAND 24X14 UNAV 1948 M24X1,5 110V IP66 | 1 | 2.629 | 503.3382
| SP231451 | PROMOZIONE 2011 TAIS CON SPORTELLO | 1 | 6.3 | 752.3855
| SP231452 | PROMO TAIS CON CONTENITORE CIECO | 1 | 6.05 | 687.8073

## ELETTROCANALI
ΚΩΔΙΚΟΣ ENEREL | ΚΩΔΙΚΟΣ ΠΡΟΪΟΝΤΟΣ | ΠΕΡΙΓΡΑΦΗ ΠΡΟΪΟΝΤΟΣ | ΣΥΣΚΕΥΑΣΙΑ | ΤΙΜΗ ΜΟΝΑΔΟΣ ΕΝΕREL ΟΚΤΩΒΡΙΟΣ 2025
ΚΥΤΙΑ ΔΙΑΚΛΑΔΩΣΕΩΝ IP44/55
20-10-40001 | EC400C1 | ΣΤΕΓΑΝΟ ΚΟΥΤΙ ΔΙΑΚΛΑΔΩΣΗΣ ΜΕ ΤΑΠΕΣ D.65X35 IP44 | 120 | 1.21
20-10-40002 | EC400C2 | ΣΤΕΓΑΝΟ ΚΟΥΤΙ ΔΙΑΚΛΑΔΩΣΗΣ ΜΕ ΤΑΠΕΣ D.80X40 IP44 | 150 | 1.375
20-10-40003 | EC400C3 | ΣΤΕΓΑΝΟ ΚΟΥΤΙ ΔΙΑΚΛΑΔΩΣΗΣ ΜΕ ΤΑΠΕΣ 80X80X40 IP44 | 160 | 1.683
20-10-40004 | EC400C4 | ΣΤΕΓΑΝΟ ΚΟΥΤΙ ΔΙΑΚΛΑΔΩΣΗΣ ΜΕ ΤΑΠΕΣ 100x100x50 IP55 | 90 | 3.025
20-10-40014 | EC400C4R | ΣΤΕΓΑΝΟ ΚΟΥΤΙ ΔΙΑΚΛΑΔΩΣΗΣ ΜΕ ΤΑΠΕΣ 120x80x50 IP55 | 90 | 3.52
20-10-40005 | EC400C5 | ΣΤΕΓΑΝΟ ΚΟΥΤΙ ΔΙΑΚΛΑΔΩΣΗΣ ΜΕ ΤΑΠΕΣ 150x110x70 IP55 | 450 | 5.258
20-10-40006 | EC400C6 | ΣΤΕΓΑΝΟ ΚΟΥΤΙ ΔΙΑΚΛΑΔΩΣΗΣ ΜΕ ΤΑΠΕΣ 190x140x70 IP55 | 25 | 9.823
20-10-40007 | EC400C7 | ΣΤΕΓΑΝΟ ΚΟΥΤΙ ΔΙΑΚΛΑΔΩΣΗΣ ΜΕ ΤΑΠΕΣ 240x190x90 IP55 | 14 | 14.751
20-10-40008 | EC400C8 | ΣΤΕΓΑΝΟ ΚΟΥΤΙ ΔΙΑΚΛΑΔΩΣΗΣ ΜΕ ΤΑΠΕΣ 300x220x120 IP55 | 6 | 29.183
20-10-40009 | EC400C9 | ΣΤΕΓΑΝΟ ΚΟΥΤΙ ΔΙΑΚΛΑΔΩΣΗΣ ΜΕ ΤΑΠΕΣ 380x300x120 IP55 | 4 | 38.94
20-10-40010 | EC400C10 | ΣΤΕΓΑΝΟ ΚΟΥΤΙ ΔΙΑΚΛΑΔΩΣΗΣ ΜΕ ΤΑΠΕΣ 460x380x120 IP55 | 4 | 53.966
20-10-40504 | EC405C4 | ΣΤΕΓΑΝΟ ΚΟΥΤΙ ΔΙΑΚΛΑΔΩΣΗΣ ΜΕ ΤΑΠΕΣ ΚΑΠΑΚΙ ΤΑΧΕΙΑΣ ΣΥΣΦΙΞΗΣ 105x105x55 IP55 | 60 | 3.476
20-10-40505 | EC405C5 | ΣΤΕΓΑΝΟ ΚΟΥΤΙ ΔΙΑΚΛΑΔΩΣΗΣ ΜΕ ΤΑΠΕΣ ΚΑΠΑΚΙ ΤΑΧΕΙΑΣ ΣΥΣΦΙΞΗΣ 155x110x70 IP55 | 45 | 6.072
20-10-41004 | EC410C4 | ΣΤΕΓΑΝΟ ΚΟΥΤΙ ΔΙΑΚΛΑΔΩΣΗΣ ΜΕ ΛΕΙΑ ΤΟΙΧΩΜΑΤΑ ΒΙΔΩΤΟ ΚΑΠΑΚΙ 100x100x50 IP56 | 100 | 2.893
20-10-41014 | EC410C4R | ΣΤΕΓΑΝΟ ΚΟΥΤΙ ΔΙΑΚΛΑΔΩΣΗΣ ΜΕ ΛΕΙΑ ΤΟΙΧΩΜΑΤΑ ΒΙΔΩΤΟ ΚΑΠΑΚΙ 120x80x50 IP56 | 100 | 3.278
20-10-41005 | EC410C5 | ΣΤΕΓΑΝΟ ΚΟΥΤΙ ΔΙΑΚΛΑΔΩΣΗΣ ΜΕ ΛΕΙΑ ΤΟΙΧΩΜΑΤΑ ΒΙΔΩΤΟ ΚΑΠΑΚΙ 150x110x70 IP56 | 42 | 4.576
20-10-41006 | EC410C6 | ΣΤΕΓΑΝΟ ΚΟΥΤΙ ΔΙΑΚΛΑΔΩΣΗΣ ΜΕ ΛΕΙΑ ΤΟΙΧΩΜΑΤΑ ΒΙΔΩΤΟ ΚΑΠΑΚΙ 190x140x70 IP56 | 24 | 8.943
20-10-41007 Α | EC410C7Α | ΣΤΕΓΑΝΟ ΚΟΥΤΙ ΔΙΑΚΛΑΔΩΣΗΣ ΜΕ ΛΕΙΑ ΤΟΙΧΩΜΑΤΑ ΒΙΔΩΤΟ ΚΑΠΑΚΙ 240x190x90 IP56 | 16 | 14.55
20-10-41008 | EC410C8 | ΣΤΕΓΑΝΟ ΚΟΥΤΙ ΔΙΑΚΛΑΔΩΣΗΣ ΜΕ ΛΕΙΑ ΤΟΙΧΩΜΑΤΑ ΒΙΔΩΤΟ ΚΑΠΑΚΙ 300x220x120 IP56 | 6 | 25.157
20-10-41009 | EC410C9 | ΣΤΕΓΑΝΟ ΚΟΥΤΙ ΔΙΑΚΛΑΔΩΣΗΣ ΜΕ ΛΕΙΑ ΤΟΙΧΩΜΑΤΑ ΒΙΔΩΤΟ ΚΑΠΑΚΙ 380x300x120 IP56 | 4 | 35.156
20-10-41010 | EC410C10 | ΣΤΕΓΑΝΟ ΚΟΥΤΙ ΔΙΑΚΛΑΔΩΣΗΣ ΜΕ ΛΕΙΑ ΤΟΙΧΩΜΑΤΑ ΒΙΔΩΤΟ ΚΑΠΑΚΙ 460x380x120 IP56 | 4 | 50.358
20-10-43005 | EC430C5 | ΣΤΕΓΑΝΟ ΚΟΥΤΙ ΔΙΑΚΛΑΔΩΣΗΣ ΜΕ ΛΕΙΑ ΤΟΙΧΩΜΑΤΑ ΒΙΔΩΤΟ ΨΗΛΟ ΚΑΠΑΚΙ 150x110x140 IP56 | 18 | 6.831
20-10-43006 | EC430C6 | ΣΤΕΓΑΝΟ ΚΟΥΤΙ ΔΙΑΚΛΑΔΩΣΗΣ ΜΕ ΛΕΙΑ ΤΟΙΧΩΜΑΤΑ ΒΙΔΩΤΟ ΨΗΛΟ ΚΑΠΑΚΙ 190x140x140 IP56 | 16 | 12.111
20-10-43007 | EC430C7 | ΣΤΕΓΑΝΟ ΚΟΥΤΙ ΔΙΑΚΛΑΔΩΣΗΣ ΜΕ ΛΕΙΑ ΤΟΙΧΩΜΑΤΑ ΒΙΔΩΤΟ ΨΗΛΟ ΚΑΠΑΚΙ 240x190x160 IP56 | 8 | 18.557
20-10-43008 | EC430C8 | ΣΤΕΓΑΝΟ ΚΟΥΤΙ ΔΙΑΚΛΑΔΩΣΗΣ ΜΕ ΛΕΙΑ ΤΟΙΧΩΜΑΤΑ ΒΙΔΩΤΟ ΨΗΛΟ ΚΑΠΑΚΙ 300x220x180 IP56 | 4 | 31.273
20-10-04309 | EC430C9 | ΣΤΕΓΑΝΟ ΚΟΥΤΙ ΔΙΑΚΛΑΔΩΣΗΣ ΜΕ ΛΕΙΑ ΤΟΙΧΩΜΑΤΑ ΒΙΔΩΤΟ ΨΗΛΟ ΚΑΠΑΚΙ 380x300x180 IP56 | 3 | 40.92
ΚΥΤΙΑ ΔΙΑΚΛΑΔΩΣΕΩΝ IP67
| EC492C4 | ΣΤΕΓΑΝΟ ΚΟΥΤΙ ΔΙΑΚΛΑΔΩΣΗΣ ΜΕ ΛΕΙΑ ΤΟΙΧΩΜΑΤΑ ΒΙΔΩΤΟ ΚΑΠΑΚΙ 110x110x60 IP67 |  | 4.09
| EC492C5 | ΣΤΕΓΑΝΟ ΚΟΥΤΙ ΔΙΑΚΛΑΔΩΣΗΣ ΜΕ ΛΕΙΑ ΤΟΙΧΩΜΑΤΑ ΒΙΔΩΤΟ ΚΑΠΑΚΙ 160x115x75 IP67 |  | 7.3
| EC492C6 | ΣΤΕΓΑΝΟ ΚΟΥΤΙ ΔΙΑΚΛΑΔΩΣΗΣ ΜΕ ΛΕΙΑ ΤΟΙΧΩΜΑΤΑ ΒΙΔΩΤΟ ΚΑΠΑΚΙ 200x150x85 IP67 |  | 12.76
| EC492C7 | ΣΤΕΓΑΝΟ ΚΟΥΤΙ ΔΙΑΚΛΑΔΩΣΗΣ ΜΕ ΛΕΙΑ ΤΟΙΧΩΜΑΤΑ ΒΙΔΩΤΟ ΚΑΠΑΚΙ 250x200x100 IP67 |  | 19.41
| EC492C8 | ΣΤΕΓΑΝΟ ΚΟΥΤΙ ΔΙΑΚΛΑΔΩΣΗΣ ΜΕ ΛΕΙΑ ΤΟΙΧΩΜΑΤΑ ΒΙΔΩΤΟ ΚΑΠΑΚΙ 310x230x125 IP67 |  | 36.87
| EC493C4 | ΣΤΕΓΑΝΟ ΚΟΥΤΙ ΔΙΑΚΛΑΔΩΣΗΣ ΜΕ ΤΑΠΕΣ 110x110x60 IP67 |  | 4.09
| EC493C5 | ΣΤΕΓΑΝΟ ΚΟΥΤΙ ΔΙΑΚΛΑΔΩΣΗΣ ΜΕ ΤΑΠΕΣ 160x115x75 IP67 |  | 7.3
| EC493C6 | ΣΤΕΓΑΝΟ ΚΟΥΤΙ ΔΙΑΚΛΑΔΩΣΗΣ ΜΕ ΤΑΠΕΣ 200x150x85 IP67 |  | 12.76
| EC493C7 | ΣΤΕΓΑΝΟ ΚΟΥΤΙ ΔΙΑΚΛΑΔΩΣΗΣ ΜΕ ΤΑΠΕΣ 250x200x100 IP67 |  | 19.41
| EC493C8 | ΣΤΕΓΑΝΟ ΚΟΥΤΙ ΔΙΑΚΛΑΔΩΣΗΣ ΜΕ ΤΑΠΕΣ 310x230x125 IP67 |  | 36.87
ΚΙΒΩΤΙΑ ΔΙΑΝΟΜΗΣ ΜΕ ΑΝΤΙΣΤΡ. ΠΟΡΤΑ
| EC65001 | ΚΙΒΩΤΙΟ ΔΙΑΝΟΜΗΣ ΜΕ ΑΝΤΙΣΤΡ. ΠΟΡΤΑ ΚΑΙ ΛΕΙΑ ΚΥΨΕΛΟΕΙΔΗ ΕΠΙΦ. 200Χ150Χ40 |  | 7.42
| EC65002 | ΚΙΒΩΤΙΟ ΔΙΑΝΟΜΗΣ ΜΕ ΑΝΤΙΣΤΡ. ΠΟΡΤΑ ΚΑΙ ΛΕΙΑ ΚΥΨΕΛΟΕΙΔΗ ΕΠΙΦ. 200Χ150Χ60 |  | 8.48
| EC65003 | ΚΙΒΩΤΙΟ ΔΙΑΝΟΜΗΣ ΜΕ ΑΝΤΙΣΤΡ. ΠΟΡΤΑ ΚΑΙ ΛΕΙΑ ΚΥΨΕΛΟΕΙΔΗ ΕΠΙΦ. 200Χ150Χ80 |  | 9.38
| EC65004 | ΚΙΒΩΤΙΟ ΔΙΑΝΟΜΗΣ ΜΕ ΑΝΤΙΣΤΡ. ΠΟΡΤΑ ΚΑΙ ΛΕΙΑ ΚΥΨΕΛΟΕΙΔΗ ΕΠΙΦ. 300Χ200Χ40 |  | 13.35
TAΠΕΣ - ΣΤΥΠΙΟΘΛΗΠΤΕΣ
20-37-47020 | EC47020 | ΤΑΠΑ Φ 20MM | 100 | 0.154
20-37-47025 | EC47025 | ΤΑΠΑ Φ 25MM | 100 | 0.187
20-37-47032 | EC47032 | ΤΑΠΑ Φ 32MM | 100 | 0.231
20-28-54016 | EC54016 | ΣΤΥΠΙΟΘΛΗΠΤΕΣ ΒΙΟΜΗΧΑΝΙΚΩΝ ΕΦΑΡΜΟΓΩΝ Μ16 IP68 | 100 | 0.74
20-28-54020 | EC54020 | ΣΤΥΠΙΟΘΛΗΠΤΕΣ ΒΙΟΜΗΧΑΝΙΚΩΝ ΕΦΑΡΜΟΓΩΝ Μ20 IP68 | 100 | 0.803
20-28-54025 | EC54025 | ΣΤΥΠΙΟΘΛΗΠΤΕΣ ΒΙΟΜΗΧΑΝΙΚΩΝ ΕΦΑΡΜΟΓΩΝ Μ25 IP68 | 50 | 0.89
20-28-54032 | EC54032 | ΣΤΥΠΙΟΘΛΗΠΤΕΣ ΒΙΟΜΗΧΑΝΙΚΩΝ ΕΦΑΡΜΟΓΩΝ Μ32 IP68 | 25 | 1.86
20-28-54040 | EC54040 | ΣΤΥΠΙΟΘΛΗΠΤΕΣ ΒΙΟΜΗΧΑΝΙΚΩΝ ΕΦΑΡΜΟΓΩΝ Μ40 IP68 | 15 | 3.25
20-28-54050 | EC54050 | ΣΤΥΠΙΟΘΛΗΠΤΕΣ ΒΙΟΜΗΧΑΝΙΚΩΝ ΕΦΑΡΜΟΓΩΝ Μ50 IP68 | 10 | 4.48
20-28-51007 | EC51007 | ΣΤΥΠΙΟΘΛΗΠΤΕΣ ΜΕ ΠΑΞΙΜΑΔΙ PG7 IP68 | 50 | Κ.Ε.
20-28-51009 | EC51009 | ΣΤΥΠΙΟΘΛΗΠΤΕΣ ΜΕ ΠΑΞΙΜΑΔΙ PG9 IP68 | 50 | 0.59
20-28-51011 | EC51011 | ΣΤΥΠΙΟΘΛΗΠΤΕΣ ΜΕ ΠΑΞΙΜΑΔΙ PG11 IP68 | 50 | 0.7
20-28-51013 | EC51013 | ΣΤΥΠΙΟΘΛΗΠΤΕΣ ΜΕ ΠΑΞΙΜΑΔΙ PG13 IP68 | 50 | 0.75
20-28-51016 | EC51016 | ΣΤΥΠΙΟΘΛΗΠΤΕΣ ΜΕ ΠΑΞΙΜΑΔΙ PG16 IP68 | 50 | 0.86
20-29-51021 | EC51021 | ΣΤΥΠΙΟΘΛΗΠΤΕΣ ΜΕ ΠΑΞΙΜΑΔΙ PG21 IP68 | 50 | 1.16
20-28-51029 | EC51029 | ΣΤΥΠΙΟΘΛΗΠΤΕΣ ΜΕ ΠΑΞΙΜΑΔΙ PG29 IP68 | 25 | 1.79
20-28-51036 | EC51036 | ΣΤΥΠΙΟΘΛΗΠΤΕΣ ΜΕ ΠΑΞΙΜΑΔΙ PG36 IP68 | 15 | 3.21
20-28-51042 | EC51042 | ΣΤΥΠΙΟΘΛΗΠΤΕΣ ΜΕ ΠΑΞΙΜΑΔΙ PG42 IP68 | 10 | 4.39
20-28-51048 | EC51048 | ΣΤΥΠΙΟΘΛΗΠΤΕΣ ΜΕ ΠΑΞΙΜΑΔΙ PG48 IP68 | 5 | Κ.Ε.
ΠΙΝΑΚΕΣ
ΕΠΙΤΟΙΧΟΣ ΙΡ40 ΧΩΡΙΣ ΠΟΡΤΑ
20-23-61002 | ΕC61002 | ΠΙΝΑΚΑΣ ΕΠΙΤ. 2 ΣΤ. ΙΡ40 ΧΩΡΙΣ ΠΟΡΤΑ | 50 | 2.82
20-23-61003 | ΕC61003 | ΠΙΝΑΚΑΣ ΕΠΙΤ. 4 ΣΤ. ΙΡ40 ΧΩΡΙΣ ΠΟΡΤΑ | 25 | 3.35
20-23-61004 | EC61004E | ΠΙΝΑΚΑΣ ΕΠΙΤ. 4 ΣΤ. ΙΡ40 ΧΩΡΙΣ ΠΟΡΤΑ ΜΕ ΚΛΕΜΑ | 22 | 11.08
ΕΠΙΤΟΙΧΟΣ ΙΡ40 ΜΕ ΠΟΡΤΑ & ΚΛΕΜΑ
20-23-60004 | EC60004BE | ΠΙΝΑΚΑΣ ΕΠΙΤΟΙΧΟΣ ΙΡ40 ΜΕ ΠΟΡΤΑ 4 ΣΤΟΙΧΕΙΩΝ | 22 | 11.05
20-23-60008 | EC60008BE | ΠΙΝΑΚΑΣ ΕΠΙΤΟΙΧΟΣ IP40 ΜΕ ΠΟΡΤΑ 8 ΣΤΟΙΧΕΙΩΝ | 15 | 13.25
20-23-60012 | EC60012BE | ΠΙΝΑΚΑΣ ΕΠΙΤΟΙΧΟΣ IP40 ΜΕ ΠΟΡΤΑ 12 ΣΤΟΙΧΕΙΩΝ | 8 | 18.9
20-23-60018 | EC60018BE | ΠΙΝΑΚΑΣ ΕΠΙΤΟΙΧΟΣ IP40 ME ΠΟΡΤΑ 18 ΣΤΟΙΧΕΙΩΝ | 1 | 28.96
20-23-60024 | EC60024BE | ΠΙΝΑΚΑΣ ΕΠΙΤΟΙΧΟΣ IP40 ΜΕ ΠΟΡΤΑ 12x2 ΣΤΟΙΧΕΙΩΝ | 1 | 28.23
20-23-60036 | EC60036BE | ΠΙΝΑΚΑΣ ΕΠΙΤΟΙΧΟΣ IP40 ΜΕ ΠΟΡΤΑ 18x2 ΣΤΟΙΧΕΙΩΝ | 1 | 49.09
20-23-60054 | EC60054BE | ΠΙΝΑΚΑΣ ΕΠΙΤΟΙΧΟΣ IP40 ΜΕ ΠΟΡΤΑ 18x3 ΣΤΟΙΧΕΙΩΝ | 1 | 76.58
20-23-60072 | EC60072BE | ΠΙΝΑΚΑΣ ΕΠΙΤΟΙΧΟΣ IP40 ΜΕ ΠΟΡΤΑ 18x4 ΣΤΟΙΧΕΙΩΝ | 1 | 132.55
ΕΠΙΤΟΙΧΟΣ ΣΤΕΓΑΝΟΣ ΙΡ65 ΜΕ ΠΟΡΤΑ & ΚΛΕΜΑ
20-23-62004 | EC62004E | ΠΙΝΑΚΑΣ ΕΠΙΤΟΙΧΟΣ IP65 ΜΕ ΦΙΜΕ ΠΟΡΤΑ 4 ΣΤΟΙΧΕΙΩΝ | 22 | 14.34
20-23-62008 | EC62008E | ΠΙΝΑΚΑΣ ΕΠΙΤΟΙΧΟΣ IP65 ΜΕ ΦΙΜΕ ΠΟΡΤΑ 8 ΣΤΟΙΧΕΙΩΝ | 14 | 15.95
20-23-62012 | EC62012E | ΠΙΝΑΚΑΣ ΕΠΙΤΟΙΧΟΣ IP65 ΜΕ ΦΙΜΕ ΠΟΡΤΑ 12 ΣΤΟΙΧΕΙΩΝ | 8 | 28.47
20-23-62018 | EC62018E | ΠΙΝΑΚΑΣ ΕΠΙΤΟΙΧΟΣ IP65 ΜΕ ΦΙΜΕ ΠΟΡΤΑ 18 ΣΤΟΙΧΕΙΩΝ (1Χ18) | 1 | 38.05
20-23-62024 | EC62024E | ΠΙΝΑΚΑΣ ΕΠΙΤΟΙΧΟΣ IP65 ΜΕ ΦΙΜΕ ΠΟΡΤΑ 24 ΣΤΟΙΧΕΙΩΝ (2Χ12) | 1 | 45.16
20-23-62036 | EC62036E | ΠΙΝΑΚΑΣ ΕΠΙΤΟΙΧΟΣ IP65 ΜΕ ΦΙΜΕ ΠΟΡΤΑ 36 (18x2) ΣΤΟΙΧΕΙΩΝ | 1 | 65.78
20-23-62054 | EC62054E | ΠΙΝΑΚΑΣ ΕΠΙΤΟΙΧΟΣ IP65 ΜΕ ΦΙΜΕ ΠΟΡΤΑ 54 (18x3) ΣΤΟΙΧΕΙΩΝ | 1 | 108
20-23-62072 | EC62072E | ΠΙΝΑΚΑΣ ΕΠΙΤΟΙΧΟΣ IP65 ΜΕ ΦΙΜΕ ΠΟΡΤΑ 72 (18x4) ΣΤΟΙΧΕΙΩΝ | 1 | 159.55
ΚΛΕΜΑ ΓΙΑ ΣΤΕΓΑΝΟ ΕΠΙΤΟΙΧΟ ΣΕΙΡΑΣ 62
| EC6204EQ | ΚΛΕΜΜΕΣ ΓIA ΣΕΙΡΑ 620 4 ΜΟD. | 22 | 2.37
| EC6208EQ | ΚΛΕΜΜΕΣ ΓIA ΣΕΙΡΑ 620 8 ΜΟD. | 14 | 3
| EC6212EQ | ΚΛΕΜΜΕΣ ΓIA ΣΕΙΡΑ 620 12/18 ΜΟD. | 8 | 3.93
| EC6224EQ | ΚΛΕΜΜΕΣ ΓIA ΣΕΙΡΑ 620 24 ΜΟD. | 4 | 6.44
| EC6236EQ | ΚΛΕΜΜΕΣ ΓIA ΣΕΙΡΑ 620 36 ΜΟD. | 4 | 10.18
| EC6254EQ | ΚΛΕΜΜΕΣ ΓIA ΣΕΙΡΑ 620 54/72 ΜΟD. | 1 | 13.37
ΧΩΝΕΥΤΟΣ ΙΡ40 ΜΕ ΠΟΡΤΑ & ΚΛΕΜΑ
20-23-63004 | EC63004BE | ΠΙΝΑΚΑΣ ΧΩΝΕΥΤΟΣ IP40 4 ΣΤΟΙΧΕΙΩΝ | 20 | 10.94
20-23-63008 | EC63008BE | ΠΙΝΑΚΑΣ ΧΩΝΕΥΤΟΣ IP40 8 ΣΤΟΙΧΕΙΩΝ | 9 | 16.2
20-23-63012 | EC63012BE | ΠΙΝΑΚΑΣ ΧΩΝΕΥΤΟΣ IP40 12 ΣΤΟΙΧΕΙΩΝ | 7 | 17.18
20-23-63018 | EC63018BE | ΠΙΝΑΚΑΣ ΧΩΝΕΥΤΟΣ IP40 18 ΣΤΟΙΧΕΙΩΝ | 1 | 28.72
20-23-63024 | EC63024BE | ΠΙΝΑΚΑΣ ΧΩΝΕΥΤΟΣ IP40 24 ΣΤΟΙΧΕΙΩΝ 2 ΣΕΙΡΩΝ | 1 | 29.21
20-23-63036 | EC63036BE | ΠΙΝΑΚΑΣ ΧΩΝΕΥΤΟΣ IP40 36 ΣΤΟΙΧΕΙΩΝ 2 ΣΕΙΡΩΝ | 1 | 44.18
20-23-63054 | EC63054BE | ΠΙΝΑΚΑΣ ΧΩΝΕΥΤΟΣ IP40 54 ΣΤΟΙΧΕΙΩΝ 3 ΣΕΙΡΩΝ | 1 | 67.5
20-23-63072 | EC63072BE | ΠΙΝΑΚΑΣ ΧΩΝΕΥΤΟΣ IP40 72 ΣΤΟΙΧΕΙΩΝ 4 ΣΕΙΡΩΝ | 1 | 117.33
ΧΩΝΕΥΤΟΙ ΠΙΝΑΚΕΣ DESIGN
| EC63212F | ΚΥΤΙΟ ΠΙΝΑΚΑ ΧΩΝΕΥΤΟ ΓΙΑ ΤΟΙΧΟ 296Χ219Χ80 ΙP40 12 ΣΤΟΙΧΕΙΩΝ |  | 5.92
| EC63224F | ΚΥΤΙΟ ΠΙΝΑΚΑ ΧΩΝΕΥΤΟ ΓΙΑ ΤΟΙΧΟ 368Χ296Χ80 ΙP40 24 ΣΤΟΙΧΕΙΩΝ |  | 10.17
| EC63212FPL | ΚΥΤΙΟ ΠΙΝΑΚΑ ΧΩΝΕΥΤΟ ΓΙΑ ΓΥΨΟΣΑΝΙΔΑ 296Χ219Χ80 ΙP40 12 ΣΤΟΙΧΕΙΩΝ |  | 9.35
| EC63224FPL | ΚΥΤΙΟ ΠΙΝΑΚΑ ΧΩΝΕΥΤΟ ΓΙΑ ΓΥΨΟΣΑΝΙΔΑ 368Χ296Χ80 ΙP40 24 ΣΤΟΙΧΕΙΩΝ |  | 16.06
| EC63212CE | ΠΡΟΣΟΨΗ ΠΙΝΑΚΑ 12 ΣΤΟΙΧΕΙΩΝ 328Χ240Χ91 ΛΕΥΚΟ |  | 31.16
| EC63212NE | ΠΡΟΣΟΨΗ ΠΙΝΑΚΑ 12 ΣΤΟΙΧΕΙΩΝ 328Χ240Χ91 ΜΑΥΡΟ |  | 32.45
| EC63212SE | ΠΡΟΣΟΨΗ ΠΙΝΑΚΑ 12 ΣΤΟΙΧΕΙΩΝ 328Χ240Χ91 ΑΜΜΟΥ |  | 33.76
| EC63224CE | ΠΡΟΣΟΨΗ ΠΙΝΑΚΑ 24 ΣΤΟΙΧΕΙΩΝ 328Χ390Χ91 ΛΕΥΚΟ |  | 53.12
| EC63224NE | ΠΡΟΣΟΨΗ ΠΙΝΑΚΑ 24 ΣΤΟΙΧΕΙΩΝ 328Χ390Χ91 ΜΑΥΡΟ |  | 55.36
| EC63224SE | ΠΡΟΣΟΨΗ ΠΙΝΑΚΑ 24 ΣΤΟΙΧΕΙΩΝ 328Χ390Χ91 ΑΜΜΟΥ |  | 57.6
|  |  | Ø | ΣΥΣΚΕΥΑΣΙΑ | ΣΥΣΚΕΥΑΣΙΑ ΠΑΛΕΤΤΑ | ΤΙΜH ΕΝΕREL 6/ 2022
|  | ΗΛΕΚΤΡΟΛΟΓΙΚΟΙ ΣΩΛΗΝΕΣ ΣΠΙΡΑΛ |  |  |  | €/100m
20-29-75016 | ECTC1516B | Pliable conduit 3321-16 mm 100 mt coil white (750Nt/2J) | 16 | 100 | 6000 | 36.4
20-29-75020 | ECTC1520B | Pliable conduit 3321-20 mm 100 mt coil white (750Nt/2J) | 20 | 100 | 5200 | 43.2
20-29-75025 | ECTC1525B | Pliable conduit 3321-25 mm 50 mt coil white (750Nt/2J) | 25 | 50 | 2800 | 61.2
20-29-75032 | ECTC1532B | Pliable conduit 3321-32 mm 25 mt coil white (750Nt/2J) | 32 | 25 | 1800 | 103
20-29-32016 | ECTC121650 | Pliable conduit 2221-16 mm 50 mt coil (320Nt/1J) | 16 | 50 | 7650 | 23.62
20-29-32020 | ECTC122050 | Pliable conduit 2221-20 mm 50 mt coil (320Nt/1J) | 20 | 50 | 4200 | 31.49
20-29-03215 | ECTC1225 | Pliable conduit 2221-25 mm 50 mt coil (320Nt/1J) | 25 | 50 | 2600 | 45.69
20-29-32032 | ECTC1232 | Pliable conduit 2221-32 mm 25 mt coil (320Nt/1J) | 32 | 25 | 1800 | 70.18
20-29-32040 | ECTC1240 | Pliable conduit 2221-40 mm 25 mt coil (320Nt/1J) | 40 | 25 | 1075 | 109.7591
20-29-32050 | ECTC1250 | Pliable conduit 2221-50 mm 25 mt coil (320Nt/1J) | 50 | 25 | 800 | 158.5584
20-29-00016 | ECICTA16GC | ICTA Pliable PP conduit 3422 grey 16 mm 100 mt coil (750Nt/6J) | 16 | 100 | 7000 | 39.27
20-29-00020 | ECICTA20GC | ICTA Pliable PP conduit 3422 grey 20 mm 100 mt coil (750Nt/6J) | 20 | 100 | 5000 | 46.73
20-29-00025 | ECICTA25GC | ICTA Pliable PP conduit 3422 grey 25 mm 100 mt coil (750Nt/6J) | 25 | 100 | 3600 | 64.91
20-29-00032 | ECICTA32GC | ICTA Pliable PP conduit 3422 grey 32 mm 50 mt coil (750Nt/6J) | 32 | 50 | 1800 | 105.1
20-29-00040 | ECICTA40GC | ICTA Pliable PP conduit 3422 grey 40 mm 25 mt coil (750Nt/6J) | 40 | 25 | 1000 | 125.4
20-29-00050 | ECICTA50GC | ICTA Pliable PP conduit 3422 grey 50 mm 25 mt coil (750Nt/6J) | 50 | 25 | 800 | 185
20-29-00116 | ECICTA16HF | ICTA Pliable PP conduit 3422 HF dark grey 16 mm 100 mt coil (750Nt/6J) | 16 | 100 | 7000 | 39.27
20-29-00140 | ECICTA40HF | ICTA Pliable PP conduit 3422 HF dark grey 40 mm 25 mt coil (750Nt/6J) | 40 | 25 | 1000 | 139.13
ΗΛΕΚΤΡΟΛΟΓΙΚΟΙ ΣΩΛΗΝΕΣ ΕΥΘΕΙΕΣ 3m
20-29-01516 | ECTG1516 | RIGID IRL PVC MEDIUM CLASS 33211 LIGHT GREY 16mm | 16 | 102 | 3060 | 62.5
20-29-01520 | ECTG1520 | RIGID IRL PVC MEDIUM CLASS 33211 LIGHT GREY 20mm | 20 | 102 | 2040 | 86
20-29-01525 | ECTG1525 | RIGID IRL PVC MEDIUM CLASS 33211 LIGHT GREY 25mm | 25 | 60 | 1200 | 113.46
20-29-01532 | ECTG1532 | RIGID IRL PVC MEDIUM CLASS 33211 LIGHT GREY 32mm | 32 | 30 | 750 | 166.83
20-29-01540 | ECTG1540 | RIGID IRL PVC MEDIUM CLASS 33211 LIGHT GREY 40mm | 40 | 30 | 450 | 240.4875
20-29-01550 | ECTG1550 | RIGID IRL PVC MEDIUM CLASS 33211 LIGHT GREY 50mm | 50 | 15 | 300 | 396.31
20-29-01563 | ECTG1563 | RIGID IRL PVC MEDIUM CLASS 33211 LIGHT GREY 63mm | 63 | 9 | - | 635.68
20-29-01216 | ECTG1216 | RIGID IRS PVC LIGHT CLASS 22211 LIGHT GREY 16mm | 16 | 102 | 3060 | 55.33
20-29-01220 | ECTG1220 | RIGID IRS PVC LIGHT CLASS 22211 LIGHT GREY 20mm | 20 | 102 | 2040 | 66.73
20-29-32025 | ECTG1225 | RIGID IRS PVC LIGHT CLASS 22211 LIGHT GREY 25mm | 25 | 60 | 1200 | 93.42
20-29-01232 | ECTG1232 | RIGID IRS PVC LIGHT CLASS 22211 LIGHT GREY 32mm | 32 | 30 | 750 | 137.89
20-29-01240 | ECTG1240 | RIGID IRS PVC LIGHT CLASS 22211 LIGHT GREY 40mm | 40 | 30 | 450 | 189.06
20-29-01250 | ECTG1250 | RIGID IRS PVC LIGHT CLASS 22211 LIGHT GREY 50mm | 50 | 15 | 300 | 247.06
ΕΞΑΡΤΗΜΑΤΑ ΗΛΕΚΤΡΟΛΟΓΙΚΩΝ ΣΩΛΗΝΩΝ
20-27-00016 | MAG16/ECGSU16 | MAG COUPLINGS PVC IP40 GREY 16mm | 16 | 100 | 1200 | 15.314 | € /100 τεμ.
20-27-00020 | MAG20/ECGSU20 | MAG COUPLINGS PVC IP40 GREY 20mm | 20 | 100 | 800 | 19.9408 | € /100 τεμ.
20-27-00025 | MAG25/ECGSU25 | MAG COUPLINGS PVC IP40 GREY 25mm | 25 | 50 | 600 | 26.2449 | € /100 τεμ.
20-27-00032 | MAG32/ECGSU32 | MAG COUPLINGS PVC IP40 GREY 32mm | 32 | 25 | 300 | 43.7294 | € /100 τεμ.
20-27-00040 | MAG40/ECGSU40 | MAG COUPLINGS PVC IP40 GREY 40mm | 40 | 20 | 160 | 74.4634 | € /100 τεμ.
20-12-00016 | CF16G/ECCF16 | CF FIXING CLICK CLIP HALOGEN FREE GREY 16mm | 16 | 100 | 1000 | 9.78 | € /100 τεμ.
20-12-00020 | CF20G/ECCF20 | CF FIXING CLICK CLIP HALOGEN FREE GREY 20mm | 20 | 100 | 1000 | 11.12 | € /100 τεμ.
20-12-00025 | CF25G/ECCF25 | CF FIXING CLICK CLIP HALOGEN FREE GREY 16mm | 25 | 100 | 1000 | 12.4 | € /100 τεμ.
20-12-00032 | CF32G/ECCF32 | CF FIXING CLICK CLIP HALOGEN FREE GREY 16mm | 32 | 100 | 800 | 18.37 | € /100 τεμ.
20-12-00040 | CF40G/ECCF40 | CF FIXING CLICK CLIP HALOGEN FREE GREY 16mm | 40 | 50 | 400 | 29.74 | € /100 τεμ.
20-12-00050 | CF50G/ECCF50 | CF FIXING CLICK CLIP HALOGEN FREE GREY 16mm | 50 | 50 | 400 | 30 | € /100 τεμ.
20-27-00216 | ECCRS16H | CUG 90° BENDS IP40 GREY 16mm | 16 | 50 | 1000 | 27 | € /100 τεμ.
20-27-00220 | ECCRS20H | CUG 90° BENDS IP40 GREY 20mm | 20 | 50 | 600 | 37 | € /100 τεμ.
20-27-00225 | ECCRS25H | CUG 90° BENDS IP40 GREY 25mm | 25 | 25 | 300 | 54 | € /100 τεμ.
20-27-00232 | ECCRS32H | CUG 90° BENDS IP40 GREY 32mm | 32 |  | 100 | 101 | € /100 τεμ.
20-27-00240 | ECCRS40H | CUG 90° BENDS IP40 GREY 40mm | 40 |  | 100 | 219 | € /100 τεμ.
20-27-00250 | ECCRS50H | CUG 90° BENDS IP40 GREY 50mm | 50 |  | 50 | 341 | € /100 τεμ.
[5 empty] | ΣΥΣΚΕΥΑΣΙΑ | ΤΙΜH ΕΝΕREL 6/ 2022
ΚΑΝΑΛΙΑ ΛΕΥΚΑ ΚΛΕΙΣΤΑ & ΑΥΤΟΚΟΛΛΗΤΑ
20-09-04040 | ECCP4040B | ΚΑΝΑΛΙ ΛΕΥΚΟ 40Χ40 ΜΜ (πλάτος-ύψος) |  |  | 70 | 3.02 | €/μέτρο
20-09-04060 | ECCP4060B | ΚΑΝΑΛΙ ΛΕΥΚΟ 40Χ60 ΜΜ (πλάτος-ύψος) |  |  | 56 | 4.5636 | €/μέτρο
20-09-06040 | ECCP6040B | ΚΑΝΑΛΙ ΛΕΥΚΟ 60Χ40 ΜΜ (πλάτος-ύψος) |  |  | 50 | 5.82 | €/μέτρο
20-09-06060 | ECCP6060B | ΚΑΝΑΛΙ ΛΕΥΚΟ 60Χ60 ΜΜ (πλάτος-ύψος) |  |  | 32 | 7.23 | €/μέτρο
20-09-08060 | ECCP8060B | ΚΑΝΑΛΙ ΛΕΥΚΟ 80Χ60 ΜΜ (πλάτος-ύψος) |  |  | 28 | 8.8 | €/μέτρο
20-09-10040 | ECCP10040B | ΚΑΝΑΛΙ ΛΕΥΚΟ 100Χ40 ΜΜ (πλάτος-ύψος) |  |  | 28 | 9.02 | €/μέτρο
20-09-10060 | ECCP10060B | ΚΑΝΑΛΙ ΛΕΥΚΟ 100Χ60 ΜΜ (πλάτος-ύψος) |  |  | 20 | 11.15 | €/μέτρο
20-09-15060 | ECCP12060B | ΚΑΝΑΛΙ ΛΕΥΚΟ 120Χ60 ΜΜ (πλάτος-ύψος) |  |  | 20 | 9.98 | €/μέτρο
20-09-12060 | ECCP15060B | ΚΑΝΑΛΙ ΛΕΥΚΟ 150Χ60 ΜΜ (πλάτος-ύψος) |  |  | 16 | 17.87 | €/μέτρο
20-09-01010 | ECMA1010 | ΚΑΝΑΛΙ ΛΕΥΚΟ ΑΥΤΟΚΟΛΛΗΤΟ 10Χ10 ΜΜ |  |  | 200 | 1.82 | €/μέτρο
Note on C130: Description of 80 characters of the product. Main use: ERP of the company, price quotation, order, invoice, …
Note on F130: Minimum Quantity of the Distributor Order to the Manufacturer
Note on G130: Warning, it's not the net purchase price. It concerns the tariff Distributor HT, excluding Eco-contribution. Tariff on which the net purchase price of the distributor is calculated. It equals by default to the public TARIFF HT.

## PM FLEX
ΗΛΕΚΤΡΟΛΟΓΙΚΟΙ ΣΩΛΗΝΕΣ , ΕΞΑΡΤΗΜΑΤΑ & ΦΡΕΑΤΙΑ
ΚΩΔΙΚΟΣ ENEREL | ΚΩΔΙΚΟΣ ΠΡΟΪΟΝΤΟΣ | ΠΕΡΙΓΡΑΦΗ ΠΡΟΪΟΝΤΟΣ | Ø | ΣΥΣΚΕΥΑΣΙΑ | ΣΥΣΚΕΥΑΣΙΑ ΠΑΛΕΤΤΑ | ΤΙΜΗ ΜΟΝΑΔΟΣ ENEREL ΟΚΤΩΒΡΙΟΣ 2025
|  | ΗΛΕΚΤΡΟΛΟΓΙΚΟΙ ΣΩΛΗΝΕΣ ΣΠΙΡΑΛ 1250N |  |  |  | €/100m
05-29-20120 | ICTHX20 | FLEX SUPERBLU EXTRA RESISTANCE 1250N 43433 LIGHT GREY 20mm | 20 | 100 | 3600 | 89.4195
05-29-20125 | ICTHX25 | FLEX SUPERBLU EXTRA RESISTANCE 1250N 43433 LIGHT GREY 25mm | 25 | 50 | 1800 | 123.4575
ΣΩΛΗΝΕΣ ΤΥΠΟΥ FLEXIM ΠΛΑΣΤΙΚΟ & ΕΞΑΡΤΗΜΑΤΑ
05-28-21009 | RAP10PG9 | RAP FITTINGS FOR SPIREX-BOX CONNECTION IP65 PG LEAD GREY 10mm | 10 | 25 | - | 1.02 | € / τεμ.
05-28-21211 | RAP12PG11 | RAP FITTINGS FOR SPIREX-BOX CONNECTION IP65 PG LEAD GREY 12mm | 12 | 25 | - | 1.03 | € / τεμ.
05-28-21213 | RAP12PG13 | RAP FITTINGS FOR SPIREX-BOX CONNECTION IP65 PG LEAD GREY 12mm | 12 | 25 | - | 1.03 | € / τεμ.
05-28-21413 | RAP14PG13 | RAP FITTINGS FOR SPIREX-BOX CONNECTION IP65 PG LEAD GREY 14mm | 14 | 25 | - | 1.06 | € / τεμ.
05-28-21613 | RAP16PG13 | RAP FITTINGS FOR SPIREX-BOX CONNECTION IP65 PG LEAD GREY 16mm | 16 | 25 | - | 1.09 | € / τεμ.
05-28-21616 | RAP16PG16 | RAP FITTINGS FOR SPIREX-BOX CONNECTION IP65 PG LEAD GREY 16mm | 16 | 25 | - | 1.09 | € / τεμ.
05-28-22021 | RAP20PG21 | RAP FITTINGS FOR SPIREX-BOX CONNECTION IP65 PG LEAD GREY 20mm | 20 | 25 | - | 1.23 | € / τεμ.
05-28-22221 | RAP22PG21 | RAP FITTINGS FOR SPIREX-BOX CONNECTION IP65 PG LEAD GREY 22mm | 22 | 25 | - | 1.43 | € / τεμ.
05-28-22529 | RAP25PG29 | RAP FITTINGS FOR SPIREX-BOX CONNECTION IP65 PG LEAD GREY 25mm | 25 | 10 | - | 1.51 | € / τεμ.
05-28-22829 | RAP28PG29 | RAP FITTINGS FOR SPIREX-BOX CONNECTION IP65 PG LEAD GREY 28mm | 28 | 10 | - | 1.69 | € / τεμ.
05-28-23236 | RAP32PG36 | RAP FITTINGS FOR SPIREX-BOX CONNECTION IP65 PG LEAD GREY 32mm | 32 | 10 | - | 1.86 | € / τεμ.
05-28-23536 | RAP35PG36 | RAP FITTINGS FOR SPIREX-BOX CONNECTION IP65 PG LEAD GREY 35mm | 35 | 10 | - | 2.07 | € / τεμ.
ΗΛΕΚΤΡΟΛΟΓΙΚΟΙ ΣΩΛΗΝΕΣ ΕΥΘΕΙΕΣ 3m
05-29-00120 | IRLHFUV20 | RIGID IRLHF ANTI-UV HALOGEN FREE 33431 20mm | 20 | 102 | 4590 | 154.64
05-29-32016 | IRS16 | RIGID IRS PVC LIGHT CLASS 22211 LIGHT GREY 16mm | 16 | 102 | 3060 | 55.33
ΦΡΕΑΤΙΑ ΜΕ ΚΑΠΑΚΙ & ΧΕΙΡΟΛΑΒΗ
05-37-02020 | PCC20 | PCC UNDERGROUND WELL FOR NR 200x200mm COVER DIMENSION | - | 1 | - | 8.22 | € / τεμ.
05-37-03030 | PCC30 | PCC UNDERGROUND WELL FOR NR 300x300mm COVER DIMENSION | - | 1 | - | 20.1 | € / τεμ.
05-37-04040 | PCC40 | PCC UNDERGROUND WELL FOR NR 400x400mm COVER DIMENSION | - | 1 | - | 41.6 | € / τεμ.
ΑΤΣΑΛΙΝΕΣ ΑΠΌ ΣΚΛΗΡΟ ΝΥLON
05-37-30005 | MON5 | MON NYLON CABLE DRAWER 4mm | 4 | 5 | - | 5.19 | € / τεμ.
05-37-30010 | MON10 | MON NYLON CABLE DRAWER 4mm | 4 | 10 | - | 7.18 | € / τεμ.
05-37-30015 | MON15 | MON NYLON CABLE DRAWER 4mm | 4 | 15 | - | 9.02 | € / τεμ.
05-37-30020 | MON20 | MON NYLON CABLE DRAWER 4mm | 4 | 20 | - | 11.65 | € / τεμ.
05-37-30025 | MON25 | MON NYLON CABLE DRAWER 4mm | 4 | 25 | - | 14.16 | € / τεμ.
05-37-30030 | MON30 | MON NYLON CABLE DRAWER 4mm | 4 | 30 | - | 16.52 | € / τεμ.
ΕΞΑΡΤΗΜΑΤΑ ΗΛΕΚΤΡΟΛΟΓΙΚΩΝ ΣΩΛΗΝΩΝ
05-28-10016 | BK16 | PM SMART BK TIGHT COUPLINGS PIPE-BOX HALOGEN FREE IP67 GREY 16mm | 16 | 10 | 240 | 0.6776 | € / τεμ.
05-28-10020 | BK20 | PM SMART BK TIGHT COUPLINGS PIPE-BOX HALOGEN FREE IP67 GREY 20mm | 20 | 10 | 240 | 0.7623 | € / τεμ.
05-28-10025 | BK25 | PM SMART BK TIGHT COUPLINGS PIPE-BOX HALOGEN FREE IP67 GREY 25mm | 25 | 10 | 200 | 0.8712 | € / τεμ.
05-28-10032 | BK32 | PM SMART BK TIGHT COUPLINGS PIPE-BOX HALOGEN FREE IP67 GREY 32mm | 32 | 10 | 100 | 1.4036 | € / τεμ.
05-28-10040 | BK40 | PM SMART BK TIGHT COUPLINGS PIPE-BOX HALOGEN FREE IP67 GREY 40mm | 40 | 5 | 60 | 2.6862 | € / τεμ.
05-28-10050 | BK50 | PM SMART BK TIGHT COUPLINGS PIPE-BOX HALOGEN FREE IP67 GREY 50mm | 50 | 5 | 40 | 3.0492 | € / τεμ.
05-28-00016 | MAGHF16 | MAG COUPLINGS PVC IP40 GREY 16mm | 16 | 100 | 1200 | 15.314 | € /100 τεμ.
05-28-00020 | MAGHF20 | MAG COUPLINGS PVC IP40 GREY 20mm | 20 | 100 | 800 | 19.9408 | € /100 τεμ.
05-28-00025 | MAGHF25 | MAG COUPLINGS PVC IP40 GREY 25mm | 25 | 50 | 600 | 26.2449 | € /100 τεμ.
05-28-00032 | MAGHF32 | MAG COUPLINGS PVC IP40 GREY 32mm | 32 | 25 | 300 | 43.7294 | € /100 τεμ.
05-28-00040 | MAGHF40 | MAG COUPLINGS PVC IP40 GREY 40mm | 40 | 20 | 160 | 74.4634 | € /100 τεμ.
| MAGHF50 | MAG COUPLINGS PVC IP40 GREY 50mm | 50 | 20 | 120 | 107.5811 | € /100 τεμ.
05-37-00016 | CUG16 | CUG 90° BENDS PVC IP40 GREY 16mm | 16 | 50 | 800 | 29.2733 | € /100 τεμ.
05-37-00020 | CUG20 | CUG 90° BENDS PVC IP40 GREY 20mm | 20 | 50 | 400 | 41.1 | € /100 τεμ.
05-37-00025 | CUG25 | CUG 90° BENDS PVC IP40 GREY 25mm | 25 | 25 | 200 | 58.95 | € /100 τεμ.
05-37-00032 | CUG32 | CUG 90° BENDS PVC IP40 GREY 32mm | 32 | 25 | 150 | 117.13 | € /100 τεμ.
05-37-00040 | CUG40 | CUG 90° BENDS PVC IP40 GREY 40mm | 40 | 15 | 60 | 174.7361 | € /100 τεμ.
| CUG50 | CUG 90° BENDS PVC IP40 GREY 50mm | 50 | 10 | 40 | 265.1473 | € /100 τεμ.
05-12-00016 | CF16G | CF FIXING CLICK CLIP HALOGEN FREE GREY 16mm | 16 | 100 | 1000 | 9.78 | € /100 τεμ.
05-12-00020 | CF20G | CF FIXING CLICK CLIP HALOGEN FREE GREY 20mm | 20 | 100 | 1000 | 11.12 | € /100 τεμ.
05-12-00025 | CF25G | CF FIXING CLICK CLIP HALOGEN FREE GREY 16mm | 25 | 100 | 1000 | 12.4 | € /100 τεμ.
05-12-00032 | CF32G | CF FIXING CLICK CLIP HALOGEN FREE GREY 16mm | 32 | 100 | 800 | 18.37 | € /100 τεμ.
05-12-00040 | CF40G | CF FIXING CLICK CLIP HALOGEN FREE GREY 16mm | 40 | 50 | 400 | 29.74 | € /100 τεμ.
05-12-00050 | CF50G | CF FIXING CLICK CLIP HALOGEN FREE GREY 16mm | 50 | 25 | 250 | 33.84 | € /100 τεμ.
Note on C4: Description of 80 characters of the product. Main use: ERP of the company, price quotation, order, invoice, …
Note on F4: Minimum Quantity of the Distributor Order to the Manufacturer
Note on G4: Warning, it's not the net purchase price. It concerns the tariff Distributor HT, excluding Eco-contribution. Tariff on which the net purchase price of the distributor is calculated. It equals by default to the public TARIFF HT.

## GEWISS
ΚΩΔΙΚΟΣ ENEREL | ΚΩΔΙΚΟΣ ΠΡΟΪΟΝΤΟΣ | ΠΕΡΙΓΡΑΦΗ ΠΡΟΪΟΝΤΟΣ | ΣΥΣΚΕΥΑΣΙΑ | ΤΙΜΗ ΜΟΝΑΔΟΣ ENEREL ΟΚΤΩΒΡΙΟΣ 2025
ΕΞΑΡΤΗΜΑΤΑ ΣΩΛΗΝ.
| DX54408 | ΣΥΝΔΕΣΜΟΣ ΕΥΘΕΙΑΣ ΓΙΑ ΣΠΙΡΑΛ ΣΕ ΚΟΥΤΙΑ ΔΙΑΝΟΜΗΣ IP54 7PG PITCH | 20 | 1.5885
38-28-54410 | DX54410 | ΣΥΝΔΕΣΜΟΣ ΕΥΘΕΙΑΣ ΓΙΑ ΣΠΙΡΑΛ ΣΕ ΚΟΥΤΙΑ ΔΙΑΝΟΜΗΣ IP54 PG PITCH Γ | 20 | 1.7234
38-28-54411 | DX54411 | ΣΥΝΔΕΣΜΟΣ ΕΥΘΕΙΑΣ ΓΙΑ ΣΠΙΡΑΛ ΣΕ ΚΟΥΤΙΑ ΔΙΑΝΟΜΗΣ IP54 8PG PITCH | 20 | 1.5105
38-28-54412 | DX54412 | ΣΥΝΔΕΣΜΟΣ ΕΥΘΕΙΑΣ ΓΙΑ ΣΠΙΡΑΛ ΣΕ ΚΟΥΤΙΑ ΔΙΑΝΟΜΗΣ IP54 8PG PITCH | 10 | 1.7234
38-28-54413 | DX54413 | ΣΥΝΔΕΣΜΟΣ ΕΥΘΕΙΑΣ ΓΙΑ ΣΠΙΡΑΛ ΣΕ ΚΟΥΤΙΑ ΔΙΑΝΟΜΗΣ IP54 8PG PITCH | 10 | 1.3217
38-28-54414 | DX54414 | ΣΥΝΔΕΣΜΟΣ ΕΥΘΕΙΑΣ ΓΙΑ ΣΠΙΡΑΛ ΣΕ ΚΟΥΤΙΑ ΔΙΑΝΟΜΗΣ IP54 8PG PITCH | 10 | 1.5105
38-28-54416 | DX54416 | ΣΥΝΔΕΣΜΟΣ ΕΥΘΕΙΑΣ ΓΙΑ ΣΠΙΡΑΛ ΣΕ ΚΟΥΤΙΑ ΔΙΑΝΟΜΗΣ IP54 8PG PITCH | 10 | 1.3972
38-28-54417 | DX54417 | ΣΥΝΔΕΣΜΟΣ ΕΥΘΕΙΑΣ ΓΙΑ ΣΠΙΡΑΛ ΣΕ ΚΟΥΤΙΑ ΔΙΑΝΟΜΗΣ IP54 8PG PITCH | 10 | 1.8272
38-28-54420 | DX54420 | ΣΥΝΔΕΣΜΟΣ ΕΥΘΕΙΑΣ ΓΙΑ ΣΠΙΡΑΛ ΣΕ ΚΟΥΤΙΑ ΔΙΑΝΟΜΗΣ IP54 8PG PITCH | 10 | 1.586
38-28-54422 | DX54422 | ΣΥΝΔΕΣΜΟΣ ΕΥΘΕΙΑΣ ΓΙΑ ΣΠΙΡΑΛ ΣΕ ΚΟΥΤΙΑ ΔΙΑΝΟΜΗΣ IP54 8PG PITCH | 10 | 1.8881
38-28-54425 | DX54425 | ΣΥΝΔΕΣΜΟΣ ΕΥΘΕΙΑΣ ΓΙΑ ΣΠΙΡΑΛ ΣΕ ΚΟΥΤΙΑ ΔΙΑΝΟΜΗΣ IP54 8PG PITCH | 5 | 2.0392
38-28-54428 | DX54428 | ΣΥΝΔΕΣΜΟΣ ΕΥΘΕΙΑΣ ΓΙΑ ΣΠΙΡΑΛ ΣΕ ΚΟΥΤΙΑ ΔΙΑΝΟΜΗΣ IP54 8PG PITCH | 5 | 3.0212
38-28-54432 | DX54432 | ΣΥΝΔΕΣΜΟΣ ΕΥΘΕΙΑΣ ΓΙΑ ΣΠΙΡΑΛ ΣΕ ΚΟΥΤΙΑ ΔΙΑΝΟΜΗΣ IP54 8PG PITCH | 5 | 2.7566
38-28-54435 | DX54435 | ΣΥΝΔΕΣΜΟΣ ΕΥΘΕΙΑΣ ΓΙΑ ΣΠΙΡΑΛ ΣΕ ΚΟΥΤΙΑ ΔΙΑΝΟΜΗΣ IP54 8PG PITCH | 5 | 3.5507
38-28-56016 | DX56016 | ΣΥΝΔΕΣΜΟΣ ΕΥΘΕΙΑΣ ΣΤΑΘΕΡΟΣ Μ20 O16 | 10 | 1.8272
38-28-56022 | DX56022 | ΣΥΝΔΕΣΜΟΣ ΕΥΘΕΙΑΣ ΣΤΑΘΕΡΟΣ Μ25 O20-22 | 10 | 1.9259
38-28-56025 | DX56025 | ΣΥΝΔΕΣΜΟΣ ΕΥΘΕΙΑΣ ΣΤΑΘΕΡΟΣ Μ25 O25 | 10 | 2.6474
38-28-56028 | DX56028 | ΣΥΝΔΕΣΜΟΣ ΕΥΘΕΙΑΣ ΣΤΑΘΕΡΟΣ Μ32 O28 | 10 | 3.0212
38-28-56040 | DX56040 | ΣΥΝΔΕΣΜΟΣ ΕΥΘΕΙΑΣ ΣΤΑΘΕΡΟΣ Μ40 O40 | 15 | 6.5095
38-28-56050 | DX56050 | ΣΥΝΔΕΣΜΟΣ ΕΥΘΕΙΑΣ ΣΤΑΘΕΡΟΣ Μ50 O50 | 12 | 8.4198
38-28-56414 | DX56414 | ΣΥΝΔΕΣΜΟΣ ΕΥΘΕΙΑΣ ΣΤΑΘΕΡΟΣ PG13 Φ14 | 10 | 1.5483
38-28-56416 | DX56416 | ΣΥΝΔΕΣΜΟΣ ΕΥΘΕΙΑΣ ΣΤΑΘΕΡΟΣ PG13 Φ14 | 10 | 1.6238
38-28-56417 | DX56417 | RUN 16G CONNECTOR PG 16 GREY | 10 | 1.6238
ΕΠΙΤΟΙΧΟΙ ΔΙΑΚΟΠΤΕΣ & ΠΡΙΖΕΣ ΣΤΕΓΑΝΟΙ
76-24-20201 | GW20201 | ΔΙΠΟΛΙΚΗ ΠΡΙΖΑ ΛΕΥΚΗ 1 ΣΤ. SYSTEM | 1 | 7.039
76-24-20251 | GW20251 | ΠΡΙΖΑ ΤΗΛΕΦΩΝΟΥ RJ11 | 1 | 22.5818
76-37-20265 | GW20265 | ΠΡΙΖΑ ΣΟΥΚΟ 2P+E 16Α | 1 | 5.86
76-24-20271 | GW20271 | ΠΡΙΖΑ ΔΙΚΤΥΟΥ RJ45 CAT5E ΕΝΌΣ ΣΤΟΙΧΕΙΟΥ | 1 | 33.7594
76-24-20283 | GW20283 | ΠΡΙΖΑ ΣΟΥΚΟ ΠΡΑΣΙΝΗ 2 ΣΤ. SYSTEM | 1 | 13.5589
76-24-20297 | GW20297 | ΠΡΙΖΑ ΣΟΥΚΟ ΚΟΚΚΙΝΗ 2 ΣΤ. SYSTEM | 1 | 11.8196
76-24-20381 | GW20381 | ΠΡΙΖΑ ΤV ΤΕΡΜΑΤΙΚΗ ΕΝΌΣ ΣΤΟΙΧΕΙΟΥ | 1 | 21.9776
76-24-20383 | GW20383 | ΠΡΙΖΑ ΤV ΔΙΕΛΕΥΣΕΩΣ ΕΝΌΣ ΣΤΟΙΧΕΙΟΥ | 1 | 33.7832
76-24-20503 | GW20503 | SWITCH-2P 16A SY/WT | 1 | 8.9119
76-20-20510 | GW20510 | ΜΠΟΥΤΟΝ ΑΠΛΟ ΕΝΌΣ ΣΤΟΙΧΕΙΟΥ 10Α | 1 | 5.48
| GW20511 | ΜΠΟΥΤΟΝ ΜΕ ΕΝΔΕΙΞΗ ΚΛΕΙΔΙ ΕΝΌΣ ΣΤΟΙΧΕΙΟΥ 10Α | 1 | 6.8833
76-20-20512 | GW20512 | ΜΠΟΥΤΟΝ ΜΕ ΕΝΔΕΙΞΗ ΚΟΥΔΟΥΝΙ ΕΝΌΣ ΣΤΟΙΧΕΙΟΥ 10Α | 1 | 5.7399
76-20-20513 | GW20513 | ΜΠΟΥΤΟΝ ΜΕ ΕΝΔΕΙΞΗ ΦΩΤΕΙΝΟ ΕΝΌΣ ΣΤΟΙΧΕΙΟΥ 10Α | 1 | 6.0042
| GW20514 | ΜΠΟΥΤΟΝ ΜΕ ΕΝΔΕΙΞΗ ΚΛΙΜΑΚΟΣΤΑΣΙΟ ΕΝΌΣ ΣΤΟΙΧΕΙΟΥ 10Α | 1 | 6.8833
76-20-20521 | GW20521 | ΜΠΟΥΤΟΝ ΡΟΛΛΩΝ | 1 | 9.83
76-04-20571 | GW20571 | ΔΙΑΚΟΠΤΗΣ ΑΠΛΟΣ 16Α ΕΝΌΣ ΣΤΟΙΧΕΙΟΥ | 1 | 3.41
76-04-20572 | GW20572 | ΔΙΑΚΟΠΤΗΣ ΑΠΛΟΣ ΦΩΤΙΖΟΜΕΝΟΣ 16Α ΕΝΌΣ ΣΤΟΙΧΕΙΟΥ | 1 | 10.8
76-04-20576 | GW20576 | ΔΙΑΚΟΠΤΗΣ Α/Ρ 16Α ΕΝΌΣ ΣΤΟΙΧΕΙΟΥ | 1 | 4.06
76-04-20577 | GW20577 | ΔΙΑΚΟΠΤΗΣ Α/Ρ ΦΩΤΙΖΟΜΕΝΟΣ 16Α ΕΝΌΣ ΣΤΟΙΧΕΙΟΥ | 1 | 10.0448
76-04-20579 | GW20579 | ΔΙΑΚΟΠΤΗΣ ΜΕΣΙΑΟΣ Α/Ρ 16Α ΕΝΌΣ ΣΤΟΙΧΕΙΟΥ | 1 | 10.18
76-20-20591 | GW20591 | ΜΠΟΥΤΟΝ ΕΞΩΘΥΡΑΣ ΜΕ ΕΠΙΓΡΑΦΗ ΦΑΡΔΥ ΠΛΗΚΤΡΟ | 1 | 13.972
76-37-20811 | GW20811 | ΡΟΟΣΤΑΤΗΣ DIMMER 100-500W | 1 | 96.0443
76-14-27001 | GW27001 | ΕΠΙΤΟΙΧΟ ΚΟΥΤΙ SYSTEM 1 ΘΕΣΕΩΣ IP40 | 1 | 2.3035
76-14-27002 | GW27002 | ΕΠΙΤΟΙΧΟ ΚΟΥΤΙ SYSTEM 2 ΘΕΣΕΩΝ IP40 | 1 | 2.17
76-14-27003 | GW27003 | ΕΠΙΤΟΙΧΟ ΚΟΥΤΙ SYSTEM 3 ΘΕΣΕΩΝ IP40 | 1 | 3.66
76-14-27004 | GW27004 | ΕΠΙΤΟΙΧΟ ΚΟΥΤΙ SYSTEM 4 ΘΕΣΕΩΝ IP40 | 1 | 6
76-14-27005 | GW27005 | ΕΠΙΤΟΙΧΟ ΚΟΥΤΙ SYSTEM 6 ΘΕΣΕΩΝ IP40 | 1 | 9.7049
76-14-27006 | GW27006 | ΕΠΙΤΟΙΧΟ ΚΟΥΤΙ SYSTEM 1 ΘΕΣΕΩΣ IP66 ΚΕΝΟ ΓΙΑ ΜΠΟΥΤΟΝ /ΛΑΜΠΑΚΙΑ/ | 1 | 10.84
76-14-27041 | GW27041 | ΕΠΙΤΟΙΧΟ ΚΟΥΤΙ SYSTEM 1 ΘΕΣΕΩΣ IP55 | 1 | 5.12
76-14-27042 | GW27042 | ΕΠΙΤΟΙΧΟ ΚΟΥΤΙ SYSTEM 2 ΘΕΣΕΩΝ IP55 | 1 | 4.75
76-14-27043 | GW27043 | ΕΠΙΤΟΙΧΟ ΚΟΥΤΙ SYSTEM 3 ΘΕΣΕΩΝ IP55 | 1 | 7.48
76-14-27044 | GW27044 | ΕΠΙΤΟΙΧΟ ΚΟΥΤΙ SYSTEM 4 ΘΕΣΕΩΝ IP55 | 1 | 12.52
76-14-27051 | GW27051 | ΕΠΙΤΟΙΧΟ ΚΟΥΤΙ SYSTEM 8 ΘΕΣΕΩΝ IP55 | 1 | 30.25
76-14-27052 | GW27052 | ΕΠΙΤΟΙΧΟ ΚΟΥΤΙ SYSTEM 12 ΘΕΣΕΩΝ IP55 | 1 | 40.028
07-61-47062 | GW27062 | ΕΠΙΤΟΙΧΟ ΚΟΥΤΙ SYSTEM 2 ΘΕΣΕΩΝ IP65 | 1 | 5.16
76-14-27101 | GW27101 | ΕΠΙΤΟΙΧΟ ΚΟΥΤΙ ΜΕ ΟΠΕΣ Φ22 ΓΙΑ ΜΠΟΥΤΟΝ ΧΕΙΡΙΣΜΟΥ IP66 1 ΘΕΣΕΩΣ | 1 | 7.38
76-14-27102 | GW27102 | ΕΠΙΤΟΙΧΟ ΚΟΥΤΙ ΜΕ ΟΠΕΣ Φ22 ΓΙΑ ΜΠΟΥΤΟΝ ΧΕΙΡΙΣΜΟΥ IP66 2 ΘΕΣΕΩΝ | 1 | 10.82
76-14-27103 | GW27103 | ΕΠΙΤΟΙΧΟ ΚΟΥΤΙ ΜΕ ΟΠΕΣ Φ22 ΓΙΑ ΜΠΟΥΤΟΝ ΧΕΙΡΙΣΜΟΥ IP66 3 ΘΕΣΕΩΝ | 1 | 13.1413
76-14-27104 | GW27104 | ΕΠΙΤΟΙΧΟ ΚΟΥΤΙ ΜΕ ΟΠΕΣ Φ22 ΓΙΑ ΜΠΟΥΤΟΝ ΧΕΙΡΙΣΜΟΥ IP66 6 ΘΕΣΕΩΝ | 1 | 17.0308
76-14-27105 | GW27105 | ΕΠΙΤΟΙΧΟ ΚΟΥΤΙ ΜΕ ΟΠΕΣ Φ22 ΓΙΑ ΜΠΟΥΤΟΝ ΧΕΙΡΙΣΜΟΥ IP66 12 ΘΕΣΕΩΝ | 1 | 29.3972
76-14-27111 | GW27111 | ΕΠΙΤΟΙΧΟ ΚΟΥΤΙ SYSTEM 8 ΘΕΣΕΩΝ IP40 | 1 | 7.7035
76-20-27201 | GW27201 | ΕΠΙΤΟΙΧΟ ΚΟΥΤΙ ΜΕ 1 ΜΠΟΥΤΟΝ START IP66 | 1 | 29.1147
76-20-27202 | GW27202 | ΕΠΙΤΟΙΧΟ ΚΟΥΤΙ ΜΕ 1 ΜΠΟΥΤΟΝ ΜΑΝΙΤΑΡΙ IP66 | 1 | 66.6503
76-20-27203 | GW27203 | ΕΠΙΤΟΙΧΟ ΚΟΥΤΙ ΜΕ ΜΠΟΥΤΟΝ START-STOP IP66 | 1 | 54.7552
| GW27204 | ΕΠΙΤΟΙΧΟ ΚΟΥΤΙ ΜΕ ΜΠΟΥΤΟΝ START-STOP ΚΑΙ ΛΥΧΝΙΑ ΙP66 | 1 | 100.5231
76-37-27401 | GW27401 | ΣΤΕΓΑΝΟ ΚΑΛΥΜΜΑ ΜΕΜΒΡΑΝΗΣ ΧΩΝΕΥΤΗΣ ΤΟΠΟΘΕΤΗΣΗΣ | 1 | 8.17
| GW27403 | ΣΤΕΓΑΝΟ ΚΑΛΥΜΜΑ ΠΛΑΣΤΙΚΟ ΧΩΝΕΥΤΗΣ ΤΟΠΟΘΕΤΗΣΗΣ | 1 | 9.5144
76-16-27415 | GW27415 | ΕΠΙΤΟΙΧΟ ΚΟΥΤΙ IP55 ΕΝΔΕΙΚΤΙΚΗ ΛΥΧΝΙΑ ΚΟΚΚΙΝΗ | 1 | 13.821
76-16-27416 | GW27416 | ΕΠΙΤΟΙΧΟ ΚΟΥΤΙ IP55 ΕΝΔΕΙΚΤΙΚΗ ΛΥΧΝΙΑ ΠΡΑΣΣΙΝΗ | 1 | 13.821
76-16-27422 | GW27422 | ΕΠΙΤΟΙΧΟ ΚΟΥΤΙ IP55 ME ΗΛΕΚΤΡΟΝΙΚΟ ΦΛΑΣ ΚΟΚΚΙΝΟ | 1 | 81.2373
76-37-27424 | GW27424 | ΕΠΙΤΟΙΧΟ ΚΟΥΤΙ IP55 ME ΗΛΕΚΤΡΟΝΙΚΟ ΦΛΑΣ ΚΙΤΡΙΝΟ | 1 | 81.2373
ΠΙΝΑΚΕΣ
76-23-01012 | GW40022 | ΠΙΝΑΚΑΣ ΕΞΩΤ. 2 ΣΤ. ΙΡ40 ΧΩΡΙΣ ΠΟΡΤΑ | 1 | 3.83
76-23-01020 | GW40023 | ΠΙΝΑΚΑΣ ΕΞΩΤ. 4 ΣΤ. ΙΡ40 ΧΩΡΙΣ ΠΟΡΤΑ | 1 | 5.69
76-23-01038 | GW40024 | ΠΙΝΑΚΑΣ ΕΞΩΤ. 6 ΣΤ. ΙΡ40 ΧΩΡΙΣ ΠΟΡΤΑ | 1 | 8
76-23-40043 | GW40043 | ΠΙΝΑΚΑΣ ΕΞΩΤΕΡΙΚΟΣ IP40 8 στοιχείων | 1 | 21.461
| GW40043BS | ΠΙΝΑΚΑΣ ΕΠΙΤΟΙΧΟΣ IP40 ΜΕ ΦΙΜΕ ΠΟΡΤΑ 8 ΣΤΟΙΧΕΙΩΝ | 1 | 19.5034
| GW40045 | ΠΙΝΑΚΑΣ ΕΞΩΤΕΡΙΚΟΣ IP40 12 στοιχείων | 1 | 33.7141
76-23-40045 | GW40045BS | ΠΙΝΑΚΑΣ ΕΠΙΤΟΙΧΟΣ IP40 ΜΕ ΦΙΜΕ ΠΟΡΤΑ 12 ΣΤΟΙΧΕΙΩΝ | 1 | 31.92
76-23-40047 | GW40047 | ΠΙΝΑΚΑΣ ΕΞΩΤΕΡΙΚΟΣ IP40 24 στοιχείων 2 σειρών (12x2) | 1 | 45.44
76-23-40047BS | GW40047BS | ΠΙΝΑΚΑΣ ΕΠΙΤΟΙΧΟΣ IP40 ΜΕ ΦΙΜΕ ΠΟΡΤΑ 12x2 ΣΤΟΙΧΕΙΩΝ | 1 | 47.71
76-23-40049 | GW40049 | ΠΙΝΑΚΑΣ ΕΞΩΤΕΡΙΚΟΣ IP40 36 στοιχείων 2 σειρών (18x2) | 1 | 79.98
76-23-40049BS | GW40049BS | ΠΙΝΑΚΑΣ ΕΠΙΤΟΙΧΟΣ IP40 ΜΕ ΦΙΜΕ ΠΟΡΤΑ 18x2 ΣΤΟΙΧΕΙΩΝ | 1 | 72.48
76-23-40051 | GW40051 | ΠΙΝΑΚΑΣ ΕΞΩΤΕΡΙΚΟΣ IP40 54 στοιχείων 3 σειρών (18x3) | 1 | 124.11
| GW40051BD | ΠΙΝΑΚΑΣ ΕΠΙΤΟΙΧΟΣ IP40 ΜΕ ΦΙΜΕ ΠΟΡΤΑ 18x3 ΣΤΟΙΧΕΙΩΝ | 1 | 127.2436
76-23-40053 | GW40053 | ΠΙΝΑΚΑΣ ΕΞΩΤΕΡΙΚΟΣ IP40 72 στοιχείων 4 σειρών (18x4) | 1 | 216.5
| GW40053BD | ΠΙΝΑΚΑΣ ΕΠΙΤΟΙΧΟΣ IP40 ΜΕ ΦΙΜΕ ΠΟΡΤΑ 18x4 ΣΤΟΙΧΕΙΩΝ | 1 | 228.676
| GW40063BS | ΠΙΝΑΚΑΣ ΕΠΙΤΟΙΧΟΣ IP40 ΜΕ ΛΕΥΚΗ ΠΟΡΤΑ 8 ΣΤΟΙΧΕΙΩΝ | 1 | 25.6172
| GW40065BS | ΠΙΝΑΚΑΣ ΕΠΙΤΟΙΧΟΣ IP40 ΜΕ ΛΕΥΚΗ ΠΟΡΤΑ 12 ΣΤΟΙΧΕΙΩΝ | 1 | 35.1279
| GW40067BS | ΠΙΝΑΚΑΣ ΕΠΙΤΟΙΧΟΣ IP40 ΜΕ ΛΕΥΚΗ ΠΟΡΤΑ 12x2 ΣΤΟΙΧΕΙΩΝ | 1 | 50.2812
| GW40069BS | ΠΙΝΑΚΑΣ ΕΠΙΤΟΙΧΟΣ IP40 ΜΕ ΛΕΥΚΗ ΠΟΡΤΑ 18x2 ΣΤΟΙΧΕΙΩΝ | 1 | 85.4091
| GW40071BD | ΠΙΝΑΚΑΣ ΕΠΙΤΟΙΧΟΣ IP40 ΜΕ ΛΕΥΚΗ ΠΟΡΤΑ 18x3 ΣΤΟΙΧΕΙΩΝ | 1 | 143.4844
| GW40073BD | ΠΙΝΑΚΑΣ ΕΠΙΤΟΙΧΟΣ IP40 ΜΕ ΛΕΥΚΗ ΠΟΡΤΑ 18x4 ΣΤΟΙΧΕΙΩΝ | 1 | 217.9818
76-23-40101 | GW40101 | ΠΙΝΑΚΑΣ ΕΞΩΤΕΡΙΚΟΣ ΣΤΕΓΑΝΟΣ IP65 4 στοιχείων | 1 | 20.34
| GW40102 | ΠΙΝΑΚΑΣ ΕΞΩΤΕΡΙΚΟΣ ΣΤΕΓΑΝΟΣ IP65 8 στοιχείων | 1 | 24.5787
76-23-40102 | GW40102BS | ΠΙΝΑΚΑΣ ΕΠΙΤΟΙΧΟΣ IP65 ΜΕ ΦΙΜΕ ΠΟΡΤΑ 8 ΣΤΟΙΧΕΙΩΝ | 1 | 26.75
76-23-40103 | GW40103 | ΠΙΝΑΚΑΣ ΕΞΩΤΕΡΙΚΟΣ ΣΤΕΓΑΝΟΣ IP65 12 στοιχείων | 1 | 46.54
76-23-040103 | GW40103BS | ΠΙΝΑΚΑΣ ΕΠΙΤΟΙΧΟΣ IP65 ΜΕ ΦΙΜΕ ΠΟΡΤΑ 12 ΣΤΟΙΧΕΙΩΝ | 1 | 48.82
76-23-40104 | GW40104 | ΠΙΝΑΚΑΣ ΕΞΩΤΕΡΙΚΟΣ ΣΤΕΓΑΝΟΣ IP65 24 στοιχείων 2 σειρών (12x2) | 1 | 73.78
76-23-040104 | GW40104BS | ΠΙΝΑΚΑΣ ΕΠΙΤΟΙΧΟΣ IP65 ΜΕ ΦΙΜΕ ΠΟΡΤΑ 24 ΣΤΟΙΧΕΙΩΝ (2Χ12) | 1 | 77.22
76-23-40105 | GW40105 | ΠΙΝΑΚΑΣ ΕΞΩΤΕΡΙΚΟΣ ΣΤΕΓΑΝΟΣ IP65 36 στοιχείων 3 σειρών(12x3) | 1 | 104.8
| GW40105BD | ΠΙΝΑΚΑΣ ΕΠΙΤΟΙΧΟΣ IP65 ΜΕ ΦΙΜΕ ΠΟΡΤΑ 12x3 ΣΤΟΙΧΕΙΩΝ | 1 | 107.4502
76-23-40106 | GW40106 | ΠΙΝΑΚΑΣ ΕΞΩΤΕΡΙΚΟΣ ΣΤΕΓΑΝΟΣ IP65 18 στοιχείων 1 σειρών | 1 | 61.85
76-26-40106BS | GW40106BS | ΠΙΝΑΚΑΣ ΕΠΙΤΟΙΧΟΣ IP65 ΜΕ ΦΙΜΕ ΠΟΡΤΑ 18 ΣΤΟΙΧΕΙΩΝ | 1 | 64.81
76-23-40107 | GW40107 | ΠΙΝΑΚΑΣ ΕΞΩΤΕΡΙΚΟΣ ΣΤΕΓΑΝΟΣ IP65 36 στοιχείων 2 σειρών (18x2) | 1 | 108.25
76-23-40107BS | GW40107BS | ΠΙΝΑΚΑΣ ΕΠΙΤΟΙΧΟΣ IP65 ΜΕ ΦΙΜΕ ΠΟΡΤΑ 18x2 ΣΤΟΙΧΕΙΩΝ | 1 | 112.39
| GW40108 | ΠΙΝΑΚΑΣ ΕΞΩΤΕΡΙΚΟΣ ΣΤΕΓΑΝΟΣ IP65 54 στοιχείων 3 σειρών (18x3) | 1 | 162.1541
76-23-40108 | GW40108BD | ΠΙΝΑΚΑΣ ΕΠΙΤΟΙΧΟΣ IP65 ΜΕ ΦΙΜΕ ΠΟΡΤΑ 18x3 ΣΤΟΙΧΕΙΩΝ | 1 | 184.1
| GW40109 | ΠΙΝΑΚΑΣ ΕΞΩΤΕΡΙΚΟΣ ΣΤΕΓΑΝΟΣ IP65 72 στοιχείων 3 σειρών (18x4) | 1 | 236.0714
76-23-40109 | GW40109BD | ΠΙΝΑΚΑΣ ΕΠΙΤΟΙΧΟΣ IP65 ΜΕ ΦΙΜΕ ΠΟΡΤΑ 18x4 ΣΤΟΙΧΕΙΩΝ | 1 | 273.73
76-11-40401 | GW40401 | ΚΛΕΜΜΕΣ ΓΕΙΩΣΗΣ-ΟΥΔΕΤΕΡΟΥ (1X25)+(7X10) | 1 | 10.368
76-11-40402 | GW40402 | ΚΛΕΜΜΕΣ ΓΕΙΩΣΗΣ-ΟΥΔΕΤΕΡΟΥ (3X25)+(10X10) | 1 | 16.82
76-11-40404 | GW40404 | ΚΛΕΜΜΕΣ ΓΕΙΩΣΗΣ-ΟΥΔΕΤΕΡΟΥ (5X25)+(14X10) | 1 | 25.24
| GW40412U | ΚΛΕΜΕΣ ΜΕ ΒΙΔΕΣ 12M (3x16+11x10) | 1 | 7.6996
76-23-40601 | GW40601 | ΠΙΝΑΚΑΣ ΧΩΝΕΥΤΟΣ IP40 2 ΣΤΟΙΧΕΙΩΝ | 1 | 4.14
76-23-40602 | GW40602 | ΠΙΝΑΚΑΣ ΧΩΝΕΥΤΟΣ IP40 4 ΣΤΟΙΧΕΙΩΝ | 1 | 11.24
76-23-40603 | GW40603 | ΠΙΝΑΚΑΣ ΧΩΝΕΥΤΟΣ IP40 6 ΣΤΟΙΧΕΙΩΝ | 1 | 15.987
76-23-40604 | GW40604 | ΠΙΝΑΚΑΣ ΧΩΝΕΥΤΟΣ IP40 8 ΣΤΟΙΧΕΙΩΝ | 1 | 20.26
| GW40604BS | ΠΙΝΑΚΑΣ ΧΩΝΕΥΤΟΣ ΜΕ ΦΙΜΕ ΠΟΡΤΑ 8 ΣΤΟΙΧΕΙΩΝ | 1 | 24.19
76-23-40605 | GW40605 | ΠΙΝΑΚΑΣ ΧΩΝΕΥΤΟΣ IP40 12 ΣΤΟΙΧΕΙΩΝ | 1 | 25.85
| GW40605BS | ΠΙΝΑΚΑΣ ΧΩΝΕΥΤΟΣ ΜΕ ΦΙΜΕ ΠΟΡΤΑ 12 ΣΤΟΙΧΕΙΩΝ | 1 | 26.935
76-23-40606 | GW40606 | ΠΙΝΑΚΑΣ ΧΩΝΕΥΤΟΣ IP40 4 ΣΤΟΙΧΕΙΩΝ 2 ΣΕΙΡΩΝ | 1 | 52.77
76-23-04060 | GW40606BS | ΠΙΝΑΚΑΣ ΧΩΝΕΥΤΟΣ ΜΕ ΦΙΜΕ ΠΟΡΤΑ 12x2 ΣΤΟΙΧΕΙΩΝ | 1 | 45.931
| GW40608 | ΠΙΝΑΚΑΣ ΧΩΝΕΥΤΟΣ IP40 18 ΣΤΟΙΧΕΙΩΝ | 1 | 45.0609
76-23-40608 | GW40608BS | ΠΙΝΑΚΑΣ ΧΩΝΕΥΤΟΣ ΜΕ ΦΙΜΕ ΠΟΡΤΑ 18 ΣΤΟΙΧΕΙΩΝ | 1 | 55.9632
76-23-40609 | GW40609 | ΠΙΝΑΚΑΣ ΧΩΝΕΥΤΟΣ IP40 36 ΣΤΟΙΧΕΙΩΝ 2 ΣΕΙΡΩΝ | 1 | 80.1
76-23-40619BS | GW40609BS | ΠΙΝΑΚΑΣ ΧΩΝΕΥΤΟΣ ΜΕ ΦΙΜΕ ΠΟΡΤΑ 18x2 ΣΤΟΙΧΕΙΩΝ | 1 | 83.1978
| GW40610 | ΠΙΝΑΚΑΣ ΧΩΝΕΥΤΟΣ IP40 54 ΣΤΟΙΧΕΙΩΝ 3 ΣΕΙΡΩΝ | 1 | 127.9324
76-23-40610 | GW40610BD | ΠΙΝΑΚΑΣ ΧΩΝΕΥΤΟΣ ΜΕ ΦΙΜΕ ΠΟΡΤΑ 18x3 ΣΤΟΙΧΕΙΩΝ | 1 | 135.6903
76-23-40611 | GW40611 | ΠΙΝΑΚΑΣ ΧΩΝΕΥΤΟΣ IP40 72 ΣΤΟΙΧΕΙΩΝ 4 ΣΕΙΡΩΝ | 1 | 189.81
76-23-40611BD | GW40611BD | ΠΙΝΑΚΑΣ ΧΩΝΕΥΤΟΣ ΜΕ ΦΙΜΕ ΠΟΡΤΑ 18x4 ΣΤΟΙΧΕΙΩΝ | 1 | 228.2205
| GW40674 | ΑΝΑΤΑΛΑΚΤΙΚΟ ΠΙΝΑΚΑ ΔΙΑΚΟΣΜΗΣΗΣ 12 ΘΕΣΕΩΝ | 1 | 5.3994
| GW40677 | ΑΝΑΤΑΛΑΚΤΙΚΟ ΠΙΝΑΚΑ ΔΙΑΚΟΣΜΗΣΗΣ 24 ΘΕΣΕΩΝ | 1 | 9.3585
| GW40679 | ΑΝΑΤΑΛΑΚΤΙΚΟ ΠΙΝΑΚΑ ΔΙΑΚΟΣΜΗΣΗΣ 36 ΘΕΣΕΩΝ | 1 | 17.1494
| GW40884BS | ΠΙΝΑΚΑΣ ΧΩΝΕΥΤΟΣ ΜΕ ΛΕΥΚΗ ΠΟΡΤΑ 8 ΣΤΟΙΧΕΙΩΝ | 1 | 24.19
| GW40885BS | ΠΙΝΑΚΑΣ ΧΩΝΕΥΤΟΣ ΜΕ ΛΕΥΚΗ ΠΟΡΤΑ 12 ΣΤΟΙΧΕΙΩΝ | 1 | 30.8153
| GW40886BS | ΠΙΝΑΚΑΣ ΧΩΝΕΥΤΟΣ ΜΕ ΛΕΥΚΗ ΠΟΡΤΑ 12x2 ΣΤΟΙΧΕΙΩΝ | 1 | 43.6109
| GW40888BS | ΠΙΝΑΚΑΣ ΧΩΝΕΥΤΟΣ ΜΕ ΛΕΥΚΗ ΠΟΡΤΑ 18 ΣΤΟΙΧΕΙΩΝ | 1 | 55.9632
| GW40889BS | ΠΙΝΑΚΑΣ ΧΩΝΕΥΤΟΣ ΜΕ ΛΕΥΚΗ ΠΟΡΤΑ 18x2 ΣΤΟΙΧΕΙΩΝ | 1 | 83.1978
| GW40890BD | ΠΙΝΑΚΑΣ ΧΩΝΕΥΤΟΣ ΜΕ ΛΕΥΚΗ ΠΟΡΤΑ 18x3 ΣΤΟΙΧΕΙΩΝ | 1 | 109.4803
| GW40891BD | ΠΙΝΑΚΑΣ ΧΩΝΕΥΤΟΣ ΜΕ ΛΕΥΚΗ ΠΟΡΤΑ 18x4 ΣΤΟΙΧΕΙΩΝ | 1 | 228.2205
76-10-42003 | GW42003 | ΠΙΝΑΚΑΣ ΜΕ ΜΕΤΑΛΛΙΚΟ ΠΛΕΓΜΑ 200 Χ 150 Χ 80 ΕΠΙΤΟΙΧΗΣ ΤΟΠΟΘΕΤΗΣΗΣ | 1 | 15.3345
76-10-42006 | GW42006 | ΠΙΝΑΚΑΣ ΜΕ ΜΕΤΑΛΛΙΚΟ ΠΛΕΓΜΑ 300 Χ 200 Χ 80 ΕΠΙΤΟΙΧΗΣ ΤΟΠΟΘΕΤΗΣΗΣ | 1 | 40.6977
76-10-42009 | GW42009 | ΠΙΝΑΚΑΣ ΜΕ ΜΕΤΑΛΛΙΚΟ ΠΛΕΓΜΑ 400 Χ 300 Χ 80 ΕΠΙΤΟΙΧΗΣ ΤΟΠΟΘΕΤΗΣΗΣ | 1 | 73.96
ΚΥΤΙΑ ΔΙΑΚΛΑΔΩΣΕΩΝ
76-14-44001 | GW44001 | ΣΤΕΓΑΝΟ ΚΟΥΤΙ ΔΙΑΚΛΑΔΩΣΗΣ ΜΕ ΤΑΠΕΣ D.65X35 IP44 | 1 | 1.67
76-10-03027 | GW44002 | ΣΤΕΓΑΝΟ ΚΟΥΤΙ ΔΙΑΚΛΑΔΩΣΗΣ ΜΕ ΤΑΠΕΣ D.80X40 IP44 | 1 | 2.09
76-10-03035 | GW44003 | ΣΤΕΓΑΝΟ ΚΟΥΤΙ ΔΙΑΚΛΑΔΩΣΗΣ ΜΕ ΤΑΠΕΣ 80X80X40 IP44 | 1 | 2.6
76-14-03043 | GW44004 | ΣΤΕΓΑΝΟ ΚΟΥΤΙ ΔΙΑΚΛΑΔΩΣΗΣ ΜΕ ΤΑΠΕΣ 100x100 IP55 | 1 | 4.88
76-14-03050 | GW44005 | ΣΤΕΓΑΝΟ ΚΟΥΤΙ ΔΙΑΚΛΑΔΩΣΗΣ ΜΕ ΤΑΠΕΣ 120x80 IP55 | 1 | 5.31
76-14-03068 | GW44006 | ΣΤΕΓΑΝΟ ΚΟΥΤΙ ΔΙΑΚΛΑΔΩΣΗΣ ΜΕ ΤΑΠΕΣ 150x110 IP55 | 1 | 7.5524
76-14-03076 | GW44007 | ΣΤΕΓΑΝΟ ΚΟΥΤΙ ΔΙΑΚΛΑΔΩΣΗΣ ΜΕ ΤΑΠΕΣ 190x140 IP55 | 1 | 15.5
76-14-44008 | GW44008 | ΣΤΕΓΑΝΟ ΚΟΥΤΙ ΔΙΑΚΛΑΔΩΣΗΣ ΜΕ ΤΑΠΕΣ 240x190 IP55 | 1 | 26.05
76-14-03092 | GW44009 | ΣΤΕΓΑΝΟ ΚΟΥΤΙ ΔΙΑΚΛΑΔΩΣΗΣ ΜΕ ΤΑΠΕΣ 300x220 IP55 | 1 | 47.44
76-14-03100 | GW44010 | ΣΤΕΓΑΝΟ ΚΟΥΤΙ ΔΙΑΚΛΑΔΩΣΗΣ ΜΕ ΤΑΠΕΣ 380x300 IP55 | 1 | 63.33
76-14-44011 | GW44011 | ΣΤΕΓΑΝΟ ΚΟΥΤΙ ΔΙΑΚΛΑΔΩΣΗΣ ΜΕ ΤΑΠΕΣ 460x380 IP55 | 1 | 89.92
76-14-44024 | GW44024 | ΣΤΕΓΑΝΟ ΚΟΥΤΙ ΔΙΑΚΛΑΔΩΣΗΣ ΜΕ ΤΑΠΕΣ ΚΑΠΑΚΙ ΤΑΧΕΙΑΣ ΣΥΣΦΙΞΗΣ 100x1 | 1 | 4.91
76-14-44026 | GW44026 | ΣΤΕΓΑΝΟ ΚΟΥΤΙ ΔΙΑΚΛΑΔΩΣΗΣ ΜΕ ΤΑΠΕΣ ΚΑΠΑΚΙ ΤΑΧΕΙΑΣ ΣΥΣΦΙΞΗΣ 150x1 | 1 | 8.17
| GW44114 | ΣΤΕΓΑΝΟ ΚΟΥΤΙ ΔΙΑΚΛΑΔΩΣΗΣ ΜΕ ΛΕΙΑ ΤΟΙΧΩΜΑΤΑ ΨΗΛΗ ΒΑΣΗ ΒΙΔΩΤΟ ΚΑ | 1 | 7.628
| GW44117 | ΣΤΕΓΑΝΟ ΚΟΥΤΙ ΔΙΑΚΛΑΔΩΣΗΣ ΜΕ ΛΕΙΑ ΤΟΙΧΩΜΑΤΑ ΨΗΛΗ ΒΑΣΗ ΒΙΔΩΤΟ ΚΑ | 1 | 18.6168
76-10-03283 | GW44118 | ΣΤΕΓΑΝΟ ΚΟΥΤΙ ΔΙΑΚΛΑΔΩΣΗΣ ΜΕ ΛΕΙΑ ΤΟΙΧΩΜΑΤΑ ΨΗΛΗ ΒΑΣΗ ΒΙΔΩΤΟ ΚΑ | 1 | 28.8881
| GW44119 | ΣΤΕΓΑΝΟ ΚΟΥΤΙ ΔΙΑΚΛΑΔΩΣΗΣ ΜΕ ΛΕΙΑ ΤΟΙΧΩΜΑΤΑ ΨΗΛΗ ΒΑΣΗ ΒΙΔΩΤΟ ΚΑ | 1 | 59.4619
| GW44120 | ΣΤΕΓΑΝΟ ΚΟΥΤΙ ΔΙΑΚΛΑΔΩΣΗΣ ΜΕ ΛΕΙΑ ΤΟΙΧΩΜΑΤΑ ΨΗΛΗ ΒΑΣΗ ΒΙΔΩΤΟ ΚΑ | 1 | 60.7594
76-10-03142 | GW44204 | ΣΤΕΓΑΝΟ ΚΟΥΤΙ ΔΙΑΚΛΑΔΩΣΗΣ ΜΕ ΛΕΙΑ ΤΟΙΧΩΜΑΤΑ ΒΙΔΩΤΟ ΚΑΠΑΚΙ 100x10 | 1 | 4.65
76-10-03159 | GW44205 | ΣΤΕΓΑΝΟ ΚΟΥΤΙ ΔΙΑΚΛΑΔΩΣΗΣ ΜΕ ΛΕΙΑ ΤΟΙΧΩΜΑΤΑ ΒΙΔΩΤΟ ΚΑΠΑΚΙ 120x80 | 1 | 4.73
76-10-03167 | GW44206 | ΣΤΕΓΑΝΟ ΚΟΥΤΙ ΔΙΑΚΛΑΔΩΣΗΣ ΜΕ ΛΕΙΑ ΤΟΙΧΩΜΑΤΑ ΒΙΔΩΤΟ ΚΑΠΑΚΙ 150x11 | 1 | 7.09
76-10-03175 | GW44207 | ΣΤΕΓΑΝΟ ΚΟΥΤΙ ΔΙΑΚΛΑΔΩΣΗΣ ΜΕ ΛΕΙΑ ΤΟΙΧΩΜΑΤΑ ΒΙΔΩΤΟ ΚΑΠΑΚΙ 190x14 | 1 | 14.03
76-10-03183 | GW44208 | ΣΤΕΓΑΝΟ ΚΟΥΤΙ ΔΙΑΚΛΑΔΩΣΗΣ ΜΕ ΛΕΙΑ ΤΟΙΧΩΜΑΤΑ ΒΙΔΩΤΟ ΚΑΠΑΚΙ 240x19 | 1 | 20.6182
76-10-03191 | GW44209 | ΣΤΕΓΑΝΟ ΚΟΥΤΙ ΔΙΑΚΛΑΔΩΣΗΣ ΜΕ ΛΕΙΑ ΤΟΙΧΩΜΑΤΑ ΒΙΔΩΤΟ ΚΑΠΑΚΙ 300x22 | 1 | 41.16
76-10-03209 | GW44210 | ΣΤΕΓΑΝΟ ΚΟΥΤΙ ΔΙΑΚΛΑΔΩΣΗΣ ΜΕ ΛΕΙΑ ΤΟΙΧΩΜΑΤΑ ΒΙΔΩΤΟ ΚΑΠΑΚΙ 380x30 | 1 | 56.98
76-10-44211 | GW44211 | ΣΤΕΓΑΝΟ ΚΟΥΤΙ ΔΙΑΚΛΑΔΩΣΗΣ ΜΕ ΛΕΙΑ ΤΟΙΧΩΜΑΤΑ ΒΙΔΩΤΟ ΚΑΠΑΚΙ 460x38 | 1 | 81.4
76-10-44214 | GW44214 | ΣΤΕΓΑΝΟ ΚΟΥΤΙ ΔΙΑΚΛΑΔΩΣΗΣ ΜΕ ΛΕΙΑ ΤΟΙΧΩΜΑΤΑ ΒΙΔΩΤΟ ΨΗΛΟ ΚΑΠΑΚΙ 1 | 1 | 7.4392
76-10-03258 | GW44215 | ΣΤΕΓΑΝΟ ΚΟΥΤΙ ΔΙΑΚΛΑΔΩΣΗΣ ΜΕ ΛΕΙΑ ΤΟΙΧΩΜΑΤΑ ΒΙΔΩΤΟ ΨΗΛΟ ΚΑΠΑΚΙ 1 | 1 | 7.628
76-14-03266 | GW44216 | ΣΤΕΓΑΝΟ ΚΟΥΤΙ ΔΙΑΚΛΑΔΩΣΗΣ ΜΕ ΛΕΙΑ ΤΟΙΧΩΜΑΤΑ ΒΙΔΩΤΟ ΨΗΛΟ ΚΑΠΑΚΙ 1 | 1 | 10.47
76-14-03274 | GW44217 | ΣΤΕΓΑΝΟ ΚΟΥΤΙ ΔΙΑΚΛΑΔΩΣΗΣ ΜΕ ΛΕΙΑ ΤΟΙΧΩΜΑΤΑ ΒΙΔΩΤΟ ΨΗΛΟ ΚΑΠΑΚΙ 1 | 1 | 17.83
76-10-03282 | GW44218 | ΣΤΕΓΑΝΟ ΚΟΥΤΙ ΔΙΑΚΛΑΔΩΣΗΣ ΜΕ ΛΕΙΑ ΤΟΙΧΩΜΑΤΑ ΒΙΔΩΤΟ ΨΗΛΟ ΚΑΠΑΚΙ 2 | 1 | 27.99
76-10-03290 | GW44219 | ΣΤΕΓΑΝΟ ΚΟΥΤΙ ΔΙΑΚΛΑΔΩΣΗΣ ΜΕ ΛΕΙΑ ΤΟΙΧΩΜΑΤΑ ΒΙΔΩΤΟ ΨΗΛΟ ΚΑΠΑΚΙ 3 | 1 | 48.06
76-10-03308 | GW44220 | ΣΤΕΓΑΝΟ ΚΟΥΤΙ ΔΙΑΚΛΑΔΩΣΗΣ ΜΕ ΛΕΙΑ ΤΟΙΧΩΜΑΤΑ ΒΙΔΩΤΟ ΨΗΛΟ ΚΑΠΑΚΙ 3 | 1 | 65.8573
76-10-44221 | GW44221 | ΣΤΕΓΑΝΟ ΚΟΥΤΙ ΔΙΑΚΛΑΔΩΣΗΣ ΜΕ ΛΕΙΑ ΤΟΙΧΩΜΑΤΑ ΒΙΔΩΤΟ ΨΗΛΟ ΚΑΠΑΚΙ 4 | 1 | 94.9343
76-10-44234 | GW44234 | ΣΤΕΓΑΝΟ ΚΟΥΤΙ ΔΙΑΚΛΑΔΩΣΗΣ Ι 100x100 IP55 ΜΕ ΛΕΙΑ ΤΟΙΧΩΜΑΤΑ ΚΑΙ | 1 | 4.65
76-10-44236 | GW44236 | ΣΤΕΓΑΝΟ ΚΟΥΤΙ ΔΙΑΚΛΑΔΩΣΗΣ Ι 150x110 IP55 ΜΕ ΛΕΙΑ ΤΟΙΧΩΜΑΤΑ ΚΑΙ | 1 | 7.09
| GW44409 | ΣΤΕΓΑΝΟ ΚΟΥΤΙ ΔΙΑΚΛΑΔΩΣΗΣ ΜΕ ΛΕΙΑ ΤΟΙΧΩΜΑΤΑ ΚΑΠΑΚΙ 300x220 IP | 1 | 61.8545
| GW44410 | ΣΤΕΓΑΝΟ ΚΟΥΤΙ ΔΙΑΚΛΑΔΩΣΗΣ ΜΕ ΛΕΙΑ ΤΟΙΧΩΜΑΤΑ ΚΑΠΑΚΙ 380x300 IP | 1 | 102.9283
76-10-44419 | GW44419 | ΣΤΕΓΑΝΟ ΚΟΥΤΙ ΔΙΑΚΛΑΔΩΣΗΣ ΜΕ ΛΕΙΑ ΤΟΙΧΩΜΑΤΑ ΚΑΙ ΨΗΛΟ ΚΑΠΑΚΙ 380 | 1 | 83.6219
76-10-44426 | GW44426 | ΣΤΕΓΑΝΟ ΚΟΥΤΙ ΔΙΑΚΛΑΔΩΣΗΣ ΜΕ ΛΕΙΑ ΤΟΙΧΩΜΑΤΑ ΒΙΔΩΤΟ ΔΙΑΦΑΝΕΣ ΚΑΠΑ | 1 | 19.0562
76-10-44427 | GW44427 | ΣΤΕΓΑΝΟ ΚΟΥΤΙ ΔΙΑΚΛΑΔΩΣΗΣ ΜΕ ΛΕΙΑ ΤΟΙΧΩΜΑΤΑ ΒΙΔΩΤΟ ΔΙΑΦΑΝΕΣ ΚΑΠΑ | 1 | 34.5346
76-10-44428 | GW44428 | ΣΤΕΓΑΝΟ ΚΟΥΤΙ ΔΙΑΚΛΑΔΩΣΗΣ ΜΕ ΛΕΙΑ ΤΟΙΧΩΜΑΤΑ ΒΙΔΩΤΟ ΔΙΑΦΑΝΕΣ ΚΑΠΑ | 1 | 47.4671
76-10-44429 | GW44429 | ΣΤΕΓΑΝΟ ΚΟΥΤΙ ΔΙΑΚΛΑΔΩΣΗΣ ΜΕ ΛΕΙΑ ΤΟΙΧΩΜΑΤΑ ΒΙΔΩΤΟ ΔΙΑΦΑΝΕΣ ΚΑΠΑ | 1 | 68.3874
76-10-44430 | GW44430 | ΣΤΕΓΑΝΟ ΚΟΥΤΙ ΔΙΑΚΛΑΔΩΣΗΣ ΜΕ ΛΕΙΑ ΤΟΙΧΩΜΑΤΑ ΒΙΔΩΤΟ ΔΙΑΦΑΝΕΣ ΚΑΠΑ | 1 | 91.47
76-10-44431 | GW44431 | ΣΤΕΓΑΝΟ ΚΟΥΤΙ ΔΙΑΚΛΑΔΩΣΗΣ ΜΕ ΛΕΙΑ ΤΟΙΧΩΜΑΤΑ ΒΙΔΩΤΟ ΔΙΑΦΑΝΕΣ ΚΑΠΑ | 1 | 139.2294
76-10-44436 | GW44436 | ΣΤΕΓΑΝΟ ΚΟΥΤΙ ΔΙΑΚΛΑΔΩΣΗΣ ΜΕ ΛΕΙΑ ΤΟΙΧΩΜΑΤΑ ΒΙΔΩΤΟ ΨΗΛΟ ΔΙΑΦΑΝΕΣ | 1 | 28.0713
76-10-44437 | GW44437 | ΣΤΕΓΑΝΟ ΚΟΥΤΙ ΔΙΑΚΛΑΔΩΣΗΣ ΜΕ ΛΕΙΑ ΤΟΙΧΩΜΑΤΑ ΒΙΔΩΤΟ ΨΗΛΟ ΔΙΑΦΑΝΕΣ | 1 | 34.11
76-10-44438 | GW44438 | ΣΤΕΓΑΝΟ ΚΟΥΤΙ ΔΙΑΚΛΑΔΩΣΗΣ ΜΕ ΛΕΙΑ ΤΟΙΧΩΜΑΤΑ ΒΙΔΩΤΟ ΨΗΛΟ ΔΙΑΦΑΝΕΣ | 1 | 56.6434
76-10-44439 | GW44439 | ΣΤΕΓΑΝΟ ΚΟΥΤΙ ΔΙΑΚΛΑΔΩΣΗΣ ΜΕ ΛΕΙΑ ΤΟΙΧΩΜΑΤΑ ΒΙΔΩΤΟ ΨΗΛΟ ΔΙΑΦΑΝΕΣ | 1 | 79.6028
76-10-44440 | GW44440 | ΣΤΕΓΑΝΟ ΚΟΥΤΙ ΔΙΑΚΛΑΔΩΣΗΣ ΜΕ ΛΕΙΑ ΤΟΙΧΩΜΑΤΑ ΒΙΔΩΤΟ ΨΗΛΟ ΔΙΑΦΑΝΕΣ | 1 | 119.6685
76-10-44441 | GW44441 | ΣΤΕΓΑΝΟ ΚΟΥΤΙ ΔΙΑΚΛΑΔΩΣΗΣ ΜΕ ΛΕΙΑ ΤΟΙΧΩΜΑΤΑ ΒΙΔΩΤΟ ΨΗΛΟ ΔΙΑΦΑΝΕΣ | 1 | 189.6942
76-02-07077 | GW44615 | ΒΑΣΗ ΣΤΗΡΙΞΗΣ 190x140 | 1 | 4.21
76-02-07085 | GW44616 | ΒΑΣΗ ΣΤΗΡΙΞΗΣ 240x190 | 1 | 6.8052
76-02-07093 | GW44617 | ΒΑΣΗ ΣΤΗΡΙΞΗΣ 300x220 | 1 | 8.94
76-02-07101 | GW44618 | ΒΑΣΗ ΣΤΗΡΙΞΗΣ 380x300 | 1 | 26.46
76-02-44619 | GW44619 | ΒΑΣΗ ΣΤΗΡΙΞΗΣ 460x380 | 1 | 35.3018
76-37-44620 | GW44620 | ΣΤΕΓΑΝΑ ΕΞΑΡΤΗΜΑΤΑ ΣΥΝΔΕΣΗΣ ΚΟΥΤΩΝ IP56 | 1 | 5.5292
76-10-07416 | GW44621 | ΕΞΑΡΤΗΜΑΤΑ ΣΤΗΡΙΞΗΣ ΚΟΥΤΙΩΝ | 1 | 0.64816
ΜΟΥΦΕΣ ΣΩΛ. - ΡΑΚΟΡ - ΡΟΚΑ - ΣΤΥΠΙΟΘΛΗΠΤΕΣ - ΔΕΜΑΤΙΚΑ
76-28-50415 | GW50415 | ΣΥΝΔΕΣΜΟΣ ΚΟΥΤΙ ΜΕ ΣΩΛΗΝΑ-ΓΙΑ ΣΩΛΗΝΑ D.16 IP66 ΓΚΡΙ | 1 | 1.3972
76-28-50416 | GW50416 | ΣΥΝΔΕΣΜΟΣ ΚΟΥΤΙ ΜΕ ΣΩΛΗΝΑ-ΓΙΑ ΣΩΛΗΝΑ D.20 IP66 ΓΚΡΙ | 1 | 1.5483
76-28-50417 | GW50417 | ΣΥΝΔΕΣΜΟΣ ΚΟΥΤΙ ΜΕ ΣΩΛΗΝΑ-ΓΙΑ ΣΩΛΗΝΑ D.25 IP66 ΓΚΡΙ | 1 | 2.0014
76-28-50418 | GW50418 | ΣΥΝΔΕΣΜΟΣ ΚΟΥΤΙ ΜΕ ΣΩΛΗΝΑ-ΓΙΑ ΣΩΛΗΝΑ D.32 IP66 ΓΚΡΙ | 1 | 3.0587
76-28-50419 | GW50419 | ΣΥΝΔΕΣΜΟΣ ΚΟΥΤΙ ΜΕ ΣΩΛΗΝΑ-ΓΙΑ ΣΩΛΗΝΑ D.40 IP66 ΓΚΡΙ | 1 | 6.2748
76-28-50420 | GW50420 | ΣΥΝΔΕΣΜΟΣ ΚΟΥΤΙ ΜΕ ΣΩΛΗΝΑ-ΓΙΑ ΣΩΛΗΝΑ D.54 IP66 ΓΚΡΙ | 1 | 6.9032
76-37-50421 | GW50421 | ΡΑΚΟΡ ΕΥΘ. ΣΩΛ. Φ23 ΜΕ ΟΠΗ ΚΟΥΤΙΟΥ Φ16 | 50 | 0.34304
76-37-50422 | GW50422 | ΡΑΚΟΡ ΕΥΘ. ΣΩΛ. Φ23 ΜΕ ΟΠΗ ΚΟΥΤΙΟΥ Φ20 | 50 | 0.34304
76-37-50423 | GW50423 | ΡΑΚΟΡ ΕΥΘ. ΣΩΛ. Φ29 ΜΕ ΟΠΗ ΚΟΥΤΙΟΥ Φ20 | 25 | 0.48659
76-37-50424 | GW50424 | ΡΑΚΟΡ ΕΥΘ. ΣΩΛ. Φ29 ΜΕ ΟΠΗ ΚΟΥΤΙΟΥ Φ25 | 25 | 0.49376
76-37-50425 | GW50425 | ΡΑΚΟΡ ΕΥΘ. ΣΩΛ. Φ37 ΜΕ ΟΠΗ ΚΟΥΤΙΟΥ Φ32 | 15 | 0.76006
76-37-50426 | GW50426 | ΡΑΚΟΡ ΕΥΘ. ΣΩΛ. Φ37 ΜΕ ΟΠΗ ΚΟΥΤΙΟΥ Φ40 | 10 | 1.2367
76-37-50427 | GW50427 | ΡΑΚΟΡ ΕΥΘ. ΣΩΛ. Φ48 ΜΕ ΟΠΗ ΚΟΥΤΙΟΥ Φ50 | 10 | 1.4895
76-37-08517 | GW50429 | ΣΤΥΠΙΟΘΛΗΠΤΗΣ D23 ΓΙΑ ΣΩΛΗΝΑ ΕΥΘΕΙΑ D 20MM | 100 | 0.23903
76-37-07333 | GW50431 | ΣΤΥΠΙΟΘΛΗΠΤΗΣ D37 ΓΙΑ ΣΩΛΗΝΑ ΕΥΘΕΙΑ D32MM | 50 | 0.33608
76-12-50601 | GW50601 | ΒΑΣΗ ΜΕ ΑΥΤΟΜΑΤΟ ΚΟΥΜΠΩΜΑ ΓΙΑ ΣΩΛΗΝΕΣ D.16MM | 100 | 0.19108
76-12-50602 | GW50602 | ΒΑΣΗ ΜΕ ΑΥΤΟΜΑΤΟ ΚΟΥΜΠΩΜΑ ΓΙΑ ΣΩΛΗΝΕΣ D.20MM | 100 | 0.21676
76-12-50603 | GW50603 | ΒΑΣΗ ΜΕ ΑΥΤΟΜΑΤΟ ΚΟΥΜΠΩΜΑ ΓΙΑ ΣΩΛΗΝΕΣ D.25MM | 100 | 0.24999
76-12-50604 | GW50604 | ΒΑΣΗ ΜΕ ΑΥΤΟΜΑΤΟ ΚΟΥΜΠΩΜΑ ΓΙΑ ΣΩΛΗΝΕΣ D.32MM | 100 | 0.37876
76-12-50605 | GW50605 | ΒΑΣΗ ΜΕ ΚΟΥΜΠΩΤΟ ΚΟΛΛΑΡΟ DIAM.16MM | 100 | 0.23186
76-12-50606 | GW50606 | ΒΑΣΗ ΜΕ ΚΟΥΜΠΩΤΟ ΚΟΛΛΑΡΟ DIAM.20MM | 100 | 0.25376
76-12-50607 | GW50607 | ΒΑΣΗ ΜΕ ΚΟΥΜΠΩΤΟ ΚΟΛΛΑΡΟ DIAM.25MM | 100 | 0.28284
76-12-50608 | GW50608 | ΒΑΣΗ ΜΕ ΚΟΥΜΠΩΤΟ ΚΟΛΛΑΡΟ DIAM.32MM | 50 | 0.42747
76-12-50628 | GW50628 | ΒΑΣΗ ΜΕ ΑΥΤΟΜΑΤΟ ΚΟΥΜΠΩΜΑ ΓΙΑ ΣΩΛΗΝΕΣ D.40MM | 1 | 0.53924
76-12-50629 | GW50629 | ΒΑΣΗ ΜΕ ΑΥΤΟΜΑΤΟ ΚΟΥΜΠΩΜΑ ΓΙΑ ΣΩΛΗΝΕΣ D.50MM | 1 | 0.78168
76-12-50630 | GW50630 | ΒΑΣΗ ΜΕ ΚΟΥΜΠΩΤΟ ΚΟΛΛΑΡΟ DIAM.40MM | 1 | 0.80794
76-12-50631 | GW50631 | ΒΑΣΗ ΜΕ ΚΟΥΜΠΩΤΟ ΚΟΛΛΑΡΟ DIAM.50MM | 1 | 0.96592
76-28-00018 | GW52001 | ΣΤΥΠΙΟΘΛΗΠΤΕΣ ΜΕ ΠΑΞΙΜΑΔΙ PG7 IP66 | 1 | 0.63102
76-28-00026 | GW52002 | ΣΤΥΠΙΟΘΛΗΠΤΕΣ ΜΕ ΠΑΞΙΜΑΔΙ PG9 IP66 | 1 | 0.55662
76-28-00034 | GW52003 | ΣΤΥΠΙΟΘΛΗΠΤΕΣ ΜΕ ΠΑΞΙΜΑΔΙ PG11 IP66 | 1 | 0.80343
76-28-00042 | GW52004 | ΣΤΥΠΙΟΘΛΗΠΤΕΣ ΜΕ ΠΑΞΙΜΑΔΙ PG13,5 IP66 | 1 | 0.75638
76-28-00059 | GW52005 | ΣΤΥΠΙΟΘΛΗΠΤΕΣ ΜΕ ΠΑΞΙΜΑΔΙ PG16 IP66 | 1 | 0.94786
76-28-00067 | GW52006 | ΣΤΥΠΙΟΘΛΗΠΤΕΣ ΜΕ ΠΑΞΙΜΑΔΙ PG21 IP66 | 1 | 1.1536
76-28-00075 | GW52007 | ΣΤΥΠΙΟΘΛΗΠΤΕΣ ΜΕ ΠΑΞΙΜΑΔΙ PG29 IP66 | 1 | 2.0402
76-28-00083 | GW52008 | ΣΤΥΠΙΟΘΛΗΠΤΕΣ ΜΕ ΠΑΞΙΜΑΔΙ PG36 IP66 | 1 | 3.656
76-28-00091 | GW52009 | ΣΤΥΠΙΟΘΛΗΠΤΕΣ ΜΕ ΠΑΞΙΜΑΔΙ PG42 IP66 | 1 | 4.1984
76-28-52010 | GW52010 | ΣΤΥΠΙΟΘΛΗΠΤΕΣ ΜΕ ΠΑΞΙΜΑΔΙ PG48 IP66 | 1 | 5.4886
76-28-52042 | GW52042 | ΣΤΥΠΙΟΘΛΗΠΤΕΣ ΒΙΟΜΗΧΑΝΙΚΩΝ ΕΦΑΡΜΟΓΩΝ Μ12 IP68 | 1 | 1.2213
76-28-52043 | GW52043 | ΣΤΥΠΙΟΘΛΗΠΤΕΣ ΒΙΟΜΗΧΑΝΙΚΩΝ ΕΦΑΡΜΟΓΩΝ Μ16 IP68 | 1 | 1.3972
76-28-52044 | GW52044 | ΣΤΥΠΙΟΘΛΗΠΤΕΣ ΒΙΟΜΗΧΑΝΙΚΩΝ ΕΦΑΡΜΟΓΩΝ Μ20 IP68 | 1 | 1.7371
76-28-52045 | GW52045 | ΣΤΥΠΙΟΘΛΗΠΤΕΣ ΒΙΟΜΗΧΑΝΙΚΩΝ ΕΦΑΡΜΟΓΩΝ Μ25 IP68 | 1 | 2.6056
76-28-52046 | GW52046 | ΣΤΥΠΙΟΘΛΗΠΤΕΣ ΒΙΟΜΗΧΑΝΙΚΩΝ ΕΦΑΡΜΟΓΩΝ Μ32 IP68 | 1 | 5.0535
76-28-52047 | GW52047 | ΣΤΥΠΙΟΘΛΗΠΤΕΣ ΒΙΟΜΗΧΑΝΙΚΩΝ ΕΦΑΡΜΟΓΩΝ Μ40 IP68 | 1 | 4.92
76-28-52048 | GW52048 | ΣΤΥΠΙΟΘΛΗΠΤΕΣ ΒΙΟΜΗΧΑΝΙΚΩΝ ΕΦΑΡΜΟΓΩΝ Μ50 IP68 | 1 | 6.7594
76-28-52049 | GW52049 | ΣΤΥΠΙΟΘΛΗΠΤΕΣ ΒΙΟΜΗΧΑΝΙΚΩΝ ΕΦΑΡΜΟΓΩΝ Μ60 IP68 | 1 | 9.6556
76-28-52071 | GW52071 | ΣΤΥΠΙΟΘΛΗΠΤΕΣ ΜΕ ΠΑΞΙΜΑΔΙ PG7 IP68 | 1 | 0.72493
76-28-52072 | GW52072 | ΣΤΥΠΙΟΘΛΗΠΤΕΣ ΜΕ ΠΑΞΙΜΑΔΙ PG9 IP68 | 1 | 0.62232
76-28-52073 | GW52073 | ΣΤΥΠΙΟΘΛΗΠΤΕΣ ΜΕ ΠΑΞΙΜΑΔΙ PG11 IP68 | 1 | 0.77
76-28-52074 | GW52074 | ΣΤΥΠΙΟΘΛΗΠΤΕΣ ΜΕ ΠΑΞΙΜΑΔΙ PG13 IP68 | 1 | 0.84
76-28-52075 | GW52075 | ΣΤΥΠΙΟΘΛΗΠΤΕΣ ΜΕ ΠΑΞΙΜΑΔΙ PG16 IP68 | 1 | 0.91
76-28-52076 | GW52076 | ΣΤΥΠΙΟΘΛΗΠΤΕΣ ΜΕ ΠΑΞΙΜΑΔΙ PG21 IP68 | 1 | 1.26
76-28-52077 | GW52077 | ΣΤΥΠΙΟΘΛΗΠΤΕΣ ΜΕ ΠΑΞΙΜΑΔΙ PG29 IP68 | 1 | 1.97
76-28-52078 | GW52078 | ΣΤΥΠΙΟΘΛΗΠΤΕΣ ΜΕ ΠΑΞΙΜΑΔΙ PG36 IP68 | 1 | 3.6977
76-28-52079 | GW52079 | ΣΤΥΠΙΟΘΛΗΠΤΕΣ ΜΕ ΠΑΞΙΜΑΔΙ PG42 IP68 | 1 | 5.7323
76-28-52080 | GW52080 | ΣΤΥΠΙΟΘΛΗΠΤΕΣ ΜΕ ΠΑΞΙΜΑΔΙ PG48 IP68 | 1 | 6.301
76-03-01556 | GW52201 | ΔΕΜΑΤΙΚΑ ΜΑΥΡΑ ΕΞΩΤΕΡΙΚΗΣ ΧΡΗΣΗΣ 6X115 | 1 | 21.5266
76-03-01564 | GW52202 | ΔΕΜΑΤΙΚΑ ΜΑΥΡΑ ΕΞΩΤΕΡΙΚΗΣ ΧΡΗΣΗΣ 6X175 | 1 | 22.8473
76-03-01572 | GW52203 | ΔΕΜΑΤΙΚΑ ΜΑΥΡΑ ΕΞΩΤΕΡΙΚΗΣ ΧΡΗΣΗΣ 6X260 | 1 | 27.218
76-03-01614 | GW52204 | ΔΕΜΑΤΙΚΑ ΜΑΥΡΑ ΕΞΩΤΕΡΙΚΗΣ ΧΡΗΣΗΣ 9X175 | 1 | 27.0137
76-03-01622 | GW52205 | ΔΕΜΑΤΙΚΑ ΜΑΥΡΑ ΕΞΩΤΕΡΙΚΗΣ ΧΡΗΣΗΣ 9X260 | 1 | 36.3201
76-03-01630 | GW52206 | ΔΕΜΑΤΙΚΑ ΜΑΥΡΑ ΕΞΩΤΕΡΙΚΗΣ ΧΡΗΣΗΣ 9X350 | 1 | 50.6235
76-03-01648 | GW52207 | ΔΕΜΑΤΙΚΑ ΜΑΥΡΑ ΕΞΩΤΕΡΙΚΗΣ ΧΡΗΣΗΣ 9X500 | 1 | 99.9944
76-03-52208 | GW52208 | ΔΕΜΑΤΙΚΑ ΜΑΥΡΑ ΕΞΩΤΕΡΙΚΗΣ ΧΡΗΣΗΣ 9X760 | 1 | 284.7063
76-37-52209 | GW52209 | ΣΤΗΡΙΓΜΑ ΔΕΜΑΤΙΚΩΝ ΜΕ ΤΡΥΠΑ ΒΙΔΑΣ | 1 | 14.2364
76-37-52210 | GW52210 | ΣΤΗΡΙΓΜΑ ΔΕΜΑΤΙΚΩΝ ΜΕ ΤΡΥΠΑ ΥΠΕΡΥΨΩΜΕΝΗΣ ΒΑΣΗΣ | 1 | 16.8019
76-02-52226 | GW52226 | ΑΥΤΟΚΟΛΛΗΤΗ ΒΑΣΗ ΔΕΜΑΤΙΚΩΝ 4,5MM | 1 | 23.56
76-02-52227 | GW52227 | ΑΥΤΟΚΟΛΛΗΤΗ ΒΑΣΗ ΔΕΜΑΤΙΚΩΝ 5 MM | 1 | 33.3063
76-02-52228 | GW52228 | ΥΠΕΡΥΨΩΜΕΝΗ ΒΑΣΗ ΔΕΜΑΤΙΚΩΝ 5MM | 1 | 10.6271
76-02-52229 | GW52229 | ΥΠΕΡΥΨΩΜΕΝΗ ΒΑΣΗ ΔΕΜΑΤΙΚΩΝ 9MM | 1 | 14.0992
76-03-52233 | GW52233 | ΔΕΜΑΤΙΚΑ ΛΕΥΚΑ 2,5X140 | 100 | 3.82
76-03-52234 | GW52234 | ΔΕΜΑΤΙΚΑ ΛΕΥΚΑ 2,5X203 | 100 | 3.82
76-03-52235 | GW52235 | ΔΕΜΑΤΙΚΑ ΛΕΥΚΑ 3,6X150 | 100 | 4.4456
76-03-52236 | GW52236 | ΔΕΜΑΤΙΚΑ ΛΕΥΚΑ 3,6X203 | 100 | 6.1135
76-03-52237 | GW52237 | ΔΕΜΑΤΙΚΑ ΛΕΥΚΑ 3,6X292 | 100 | 9.2895
76-03-52238 | GW52238 | ΔΕΜΑΤΙΚΑ ΛΕΥΚΑ 4,8X190 | 100 | 6.699
76-03-52239 | GW52239 | ΔΕΜΑΤΙΚΑ ΛΕΥΚΑ 4,8X280 | 100 | 11.54
76-03-52240 | GW52240 | ΔΕΜΑΤΙΚΑ ΛΕΥΚΑ 4,8X368 | 100 | 14.0992
76-03-52241 | GW52241 | ΔΕΜΑΤΙΚΑ ΛΕΥΚΑ 7,6X380 | 100 | 33.6787
76-03-52242 | GW52242 | ΔΕΜΑΤΙΚΑ ΛΕΥΚΑ 9X610 | 50 | 32.3239
76-03-52243 | GW52243 | ΔΕΜΑΤΙΚΑ ΛΕΥΚΑ 9X914 | 50 | 55.8503
76-03-52253 | GW52253 | ΔΕΜΑΤΙΚΑ ΜΑΥΡΑ ΒΑΡΕΩΣ ΤΥΠΟΥ 2,5X140 | 100 | 3.82
76-03-52254 | GW52254 | ΔΕΜΑΤΙΚΑ ΜΑΥΡΑ ΒΑΡΕΩΣ ΤΥΠΟΥ 2,5X203 | 100 | 4.963
76-03-52255 | GW52255 | ΔΕΜΑΤΙΚΑ ΜΑΥΡΑ ΒΑΡΕΩΣ ΤΥΠΟΥ 3,6X150 | 100 | 4.963
76-03-52256 | GW52256 | ΔΕΜΑΤΙΚΑ ΜΑΥΡΑ ΒΑΡΕΩΣ ΤΥΠΟΥ 3,6X203 | 100 | 6.8419
76-03-52257 | GW52257 | ΔΕΜΑΤΙΚΑ ΜΑΥΡΑ ΒΑΡΕΩΣ ΤΥΠΟΥ 3,6X292 | 100 | 11.68
76-02-52258 | GW52258 | ΔΕΜΑΤΙΚΑ ΜΑΥΡΑ ΒΑΡΕΩΣ ΤΥΠΟΥ 4,8X190 | 100 | 7.82
76-03-52259 | GW52259 | ΔΕΜΑΤΙΚΑ ΜΑΥΡΑ ΒΑΡΕΩΣ ΤΥΠΟΥ 4,8X280 | 100 | 11.61
76-03-52260 | GW52260 | ΔΕΜΑΤΙΚΑ ΜΑΥΡΑ ΒΑΡΕΩΣ ΤΥΠΟΥ 4,8X368 | 100 | 13.8587
76-03-52261 | GW52261 | ΔΕΜΑΤΙΚΑ ΜΑΥΡΑ ΒΑΡΕΩΣ ΤΥΠΟΥ 7,6X380 | 100 | 37.4298
76-03-52262 | GW52262 | ΔΕΜΑΤΙΚΑ ΜΑΥΡΑ ΒΑΡΕΩΣ ΤΥΠΟΥ 9X610 | 50 | 35.7619
76-03-52263 | GW52263 | ΔΕΜΑΤΙΚΑ ΜΑΥΡΑ ΒΑΡΕΩΣ ΤΥΠΟΥ 9X914 | 50 | 69.7878
76-03-52271 | GW52271 | ΔΕΜΑΤΙΚΑ ΜΑΥΡΑ ΑΝΟΙΓΟΜΕΝΑ 7,6X150 | 100 | 23.2626
76-03-52272 | GW52272 | ΔΕΜΑΤΙΚΑ ΜΑΥΡΑ ΑΝΟΙΓΟΜΕΝΑ 7,6X200 | 100 | 27.0137
76-03-52273 | GW52273 | ΔΕΜΑΤΙΚΑ ΜΑΥΡΑ ΑΝΟΙΓΟΜΕΝΑ 7,6X300 | 100 | 50.6235
76-03-52281 | GW52281 | ΔΕΜΑΤΙΚΑ ΟΠΗΣ ΔΙΑΦΑΝΗ 2,5X100 | 100 | 6.699
76-03-52282 | GW52282 | ΔΕΜΑΤΙΚΑ ΟΠΗΣ ΔΙΑΦΑΝΗ 4,2X205 | 100 | 15.7603
| GW52291 | ΔΕΜΑΤΙΚΑ ΕΤΙΚΕΤΑΣ ΔΙΑΦΑΝΗ 2,5X100 | 100 | 8.9592
76-03-52292 | GW52292 | ΔΕΜΑΤΙΚΑ ΕΤΙΚΕΤΑΣ ΔΙΑΦΑΝΗ 2,5X110 | 100 | 9.1634
76-03-52293 | GW52293 | ΔΕΜΑΤΙΚΑ ΕΤΙΚΕΤΑΣ ΔΙΑΦΑΝΗ 2,5X200 | 100 | 16.8019
| GW52294 | ΔΕΜΑΤΙΚΑ ΕΤΙΚΕΤΑΣ ΔΙΑΦΑΝΗ 4,6X200 | 100 | 21.0432
| GW52420 | ΕΡΓΑΛΕΙΟΘΗΚΗ ΠΟΛΛΑΠΛΩΝ ΘΕΣΕΩΝ | 1 | 141.7282
ΡΑΓΟΫΛΙΚΟ
| GW90025 | ΑΥΤΟΜΑΤΗ ΑΣΦΑΛΕΙΑ 1P+N ΚΑΜΠΥΛΗ C6Α 4,5kA 1 στοιχείου (MTC 45) | 1 | 15.5958
| GW90026 | ΑΥΤΟΜΑΤΗ ΑΣΦΑΛΕΙΑ 1P+N ΚΑΜΠΥΛΗ C10Α 4,5kA 1 στοιχείου | 1 | 15.5958
76-00-90027 | GW90027 | ΑΥΤΟΜΑΤΗ ΑΣΦΑΛΕΙΑ 1P+N ΚΑΜΠΥΛΗ C16Α 4,5kA 1 στοιχείου | 1 | 12.58
76-00-90028 | GW90028 | ΑΥΤΟΜΑΤΗ ΑΣΦΑΛΕΙΑ 1P+N ΚΑΜΠΥΛΗ C20Α 4,5kA 1 στοιχείου | 1 | 12.58
76-00-90029 | GW90029 | ΑΥΤΟΜΑΤΗ ΑΣΦΑΛΕΙΑ 1P+N ΚΑΜΠΥΛΗ C25Α 4,5kA 1 στοιχείου | 1 | 12.58
| GW90030 | ΑΥΤΟΜΑΤΗ ΑΣΦΑΛΕΙΑ 1P+N ΚΑΜΠΥΛΗ C32Α 4,5kA 1 στοιχείου (MTC 45) | 1 | 13.7832
76-00-90045 | GW90045 | ΑΥΤΟΜΑΤΗ ΑΣΦΑΛΕΙΑ 2P ΚΑΜΠΥΛΗ C6Α 4,5kA 1 στοιχείου | 1 | 46.1916
76-00-90046 | GW90046 | ΑΥΤΟΜΑΤΗ ΑΣΦΑΛΕΙΑ 2P ΚΑΜΠΥΛΗ C10Α 4,5kA 1 στοιχείου | 1 | 42.5958
76-00-90048 | GW90048 | ΑΥΤΟΜΑΤΗ ΑΣΦΑΛΕΙΑ 2P ΚΑΜΠΥΛΗ C20Α 4,5kA 1 στοιχείου | 1 | 42.6336
76-00-90049 | GW90049 | ΑΥΤΟΜΑΤΗ ΑΣΦΑΛΕΙΑ 2P ΚΑΜΠΥΛΗ C25Α 4,5kA 1 στοιχείου | 1 | 46.1916
76-00-90050 | GW90050 | ΑΥΤΟΜΑΤΗ ΑΣΦΑΛΕΙΑ 2P ΚΑΜΠΥΛΗ C32Α 4,5kA 1 στοιχείου | 1 | 46.1916
| GW90967 | ΜΗΧΑΝΙΣΜΟΣ ΑΥΤΟΜΑΤΗΣ ΕΠΑΝΑΦΟΡΑΣ 4X40A 30mA (RESTART RD) | 1 | 562.3552
| GW91505 | ΑΥΤΟΜΑΤΗ ΑΣΦΑΛΕΙΑ 1P ΚΑΜΠΥΛΗ C6Α 6kA 1 στοιχείου | 1 | 4.1538
| GW91506 | ΑΥΤΟΜΑΤΗ ΑΣΦΑΛΕΙΑ 1P ΚΑΜΠΥΛΗ C10Α 6kA 1 στοιχείου | 1 | 4.1538
| GW91507 | ΑΥΤΟΜΑΤΗ ΑΣΦΑΛΕΙΑ 1P ΚΑΜΠΥΛΗ C16Α 6kA 1 στοιχείου | 1 | 4.1538
| GW91508 | ΑΥΤΟΜΑΤΗ ΑΣΦΑΛΕΙΑ 1P ΚΑΜΠΥΛΗ C20Α 6kA 1 στοιχείου | 1 | 4.1538
| GW91509 | ΑΥΤΟΜΑΤΗ ΑΣΦΑΛΕΙΑ 1P ΚΑΜΠΥΛΗ C25Α 6kA 1 στοιχείου | 1 | 4.1538
| GW91510 | ΑΥΤΟΜΑΤΗ ΑΣΦΑΛΕΙΑ 1P ΚΑΜΠΥΛΗ C32Α 6kA 1 στοιχείου | 1 | 4.1538
| GW91511 | ΑΥΤΟΜΑΤΗ ΑΣΦΑΛΕΙΑ 1P ΚΑΜΠΥΛΗ C40Α 6kA 1 στοιχείου | 1 | 4.1538
| GW91512 | ΑΥΤΟΜΑΤΗ ΑΣΦΑΛΕΙΑ 1P ΚΑΜΠΥΛΗ C50Α 6kA 1 στοιχείου | 1 | 9.6294
| GW91513 | ΑΥΤΟΜΑΤΗ ΑΣΦΑΛΕΙΑ 1P ΚΑΜΠΥΛΗ C63Α 6kA 1 στοιχείου | 1 | 8.0056
| GW91525 | ΑΥΤΟΜΑΤΗ ΑΣΦΑΛΕΙΑ 1P+N ΚΑΜΠΥΛΗ C6Α 6kA 2 στοιχείων (RB 60) | 1 | 7.4769
| GW91526 | ΑΥΤΟΜΑΤΗ ΑΣΦΑΛΕΙΑ 1P+N ΚΑΜΠΥΛΗ C10Α 6kA 2 στοιχείων (RB 60) | 1 | 9.6294
| GW91527 | ΑΥΤΟΜΑΤΗ ΑΣΦΑΛΕΙΑ 1P+N ΚΑΜΠΥΛΗ C16Α 6kA 2 στοιχείων | 1 | 9.6294
| GW91528 | ΑΥΤΟΜΑΤΗ ΑΣΦΑΛΕΙΑ 1P+N ΚΑΜΠΥΛΗ C20Α 6kA 2 στοιχείων | 1 | 7.4392
| GW91529 | ΑΥΤΟΜΑΤΗ ΑΣΦΑΛΕΙΑ 1P+N ΚΑΜΠΥΛΗ C25Α 6kA 2 στοιχείων | 1 | 7.7035
| GW91530 | ΑΥΤΟΜΑΤΗ ΑΣΦΑΛΕΙΑ 1P+N ΚΑΜΠΥΛΗ C32Α 6kA 2 στοιχείων | 1 | 8.572
| GW91531 | ΑΥΤΟΜΑΤΗ ΑΣΦΑΛΕΙΑ 1P+N ΚΑΜΠΥΛΗ C40Α 6kA 2 στοιχείων | 1 | 8.572
| GW91532 | ΑΥΤΟΜΑΤΗ ΑΣΦΑΛΕΙΑ 1P+N ΚΑΜΠΥΛΗ C50Α 6kA 2 στοιχείων | 1 | 13.4811
| GW91533 | ΑΥΤΟΜΑΤΗ ΑΣΦΑΛΕΙΑ 1P+N ΚΑΜΠΥΛΗ C63Α 6kA 2 στοιχείων | 1 | 13.4811
| GW91545 | ΑΥΤΟΜΑΤΗ ΑΣΦΑΛΕΙΑ 2P ΚΑΜΠΥΛΗ C6Α 6kA 2 στοιχείων (RB 60) | 1 | 10.8
| GW91546 | ΑΥΤΟΜΑΤΗ ΑΣΦΑΛΕΙΑ 2P ΚΑΜΠΥΛΗ C10Α 6kA 2 στοιχείων (RB 60) | 1 | 10.8
| GW91547 | ΑΥΤΟΜΑΤΗ ΑΣΦΑΛΕΙΑ 2P ΚΑΜΠΥΛΗ C16Α 6kA 2 στοιχείων (RB 60) | 1 | 10.8
| GW91548 | ΑΥΤΟΜΑΤΗ ΑΣΦΑΛΕΙΑ 2P ΚΑΜΠΥΛΗ C20Α 6kA 2 στοιχείων (RB 60) | 1 | 10.8
| GW91549 | ΑΥΤΟΜΑΤΗ ΑΣΦΑΛΕΙΑ 2P ΚΑΜΠΥΛΗ C25Α 6kA 2 στοιχείων (RB 60) | 1 | 10.8
| GW91550 | ΑΥΤΟΜΑΤΗ ΑΣΦΑΛΕΙΑ 2P ΚΑΜΠΥΛΗ C32Α 6kA 2 στοιχείων (RB 60) | 1 | 10.8
| GW91551 | ΑΥΤΟΜΑΤΗ ΑΣΦΑΛΕΙΑ 2P ΚΑΜΠΥΛΗ C40Α 6kA 2 στοιχείων (RB 60) | 1 | 10.8
| GW91552 | ΑΥΤΟΜΑΤΗ ΑΣΦΑΛΕΙΑ 2P ΚΑΜΠΥΛΗ C50Α 6kA 2 στοιχείων (RB 60) | 1 | 15.0294
| GW91553 | ΑΥΤΟΜΑΤΗ ΑΣΦΑΛΕΙΑ 2P ΚΑΜΠΥΛΗ C63Α 6kA 2 στοιχείων (RB 60) | 1 | 15.0294
| GW91565 | ΑΥΤΟΜΑΤΗ ΑΣΦΑΛΕΙΑ 3P ΚΑΜΠΥΛΗ C6Α 6kA 3 στοιχείων | 1 | 21.3734
| GW91566 | ΑΥΤΟΜΑΤΗ ΑΣΦΑΛΕΙΑ 3P ΚΑΜΠΥΛΗ C10Α 6kA 3 στοιχείων | 1 | 16.9552
| GW91567 | ΑΥΤΟΜΑΤΗ ΑΣΦΑΛΕΙΑ 3P ΚΑΜΠΥΛΗ C16Α 6kA 3 στοιχείων | 1 | 16.9552
| GW91568 | ΑΥΤΟΜΑΤΗ ΑΣΦΑΛΕΙΑ 3P ΚΑΜΠΥΛΗ C20Α 6kA 3 στοιχείων | 1 | 18.0881
| GW91569 | ΑΥΤΟΜΑΤΗ ΑΣΦΑΛΕΙΑ 3P ΚΑΜΠΥΛΗ C25Α 6kA 3 στοιχείων | 1 | 17.2196
| GW91570 | ΑΥΤΟΜΑΤΗ ΑΣΦΑΛΕΙΑ 3P ΚΑΜΠΥΛΗ C32Α 6kA 3 στοιχείων | 1 | 18.1259
| GW91571 | ΑΥΤΟΜΑΤΗ ΑΣΦΑΛΕΙΑ 3P ΚΑΜΠΥΛΗ C40Α 6kA 3 στοιχείων | 1 | 17.2951
| GW91572 | ΑΥΤΟΜΑΤΗ ΑΣΦΑΛΕΙΑ 3P ΚΑΜΠΥΛΗ C50Α 6kA 3 στοιχείων | 1 | 30.2476
| GW91573 | ΑΥΤΟΜΑΤΗ ΑΣΦΑΛΕΙΑ 3P ΚΑΜΠΥΛΗ C63Α 6kA 3 στοιχείων | 1 | 30.2476
76-00-92002 | GW92002 | ΑΥΤΟΜΑΤΗ ΑΣΦΑΛΕΙΑ 1P ΚΑΜΠΥΛΗ C2Α 6kA 1 στοιχείου (MT 60) | 1 | 8.0811
76-00-92004 | GW92004 | ΑΥΤΟΜΑΤΗ ΑΣΦΑΛΕΙΑ 1P ΚΑΜΠΥΛΗ C4Α 6kA 1 στοιχείου (MT 60) | 1 | 8.0811
76-00-92005 | GW92005 | ΑΥΤΟΜΑΤΗ ΑΣΦΑΛΕΙΑ 1P ΚΑΜΠΥΛΗ C6Α 6kA 1 στοιχείου | 1 | 8.0811
76-00-92006 | GW92006 | ΑΥΤΟΜΑΤΗ ΑΣΦΑΛΕΙΑ 1P ΚΑΜΠΥΛΗ C10Α 6kA 1 στοιχείου | 1 | 8.0811
76-00-92007 | GW92007 | ΑΥΤΟΜΑΤΗ ΑΣΦΑΛΕΙΑ 1P ΚΑΜΠΥΛΗ C16Α 6kA 1 στοιχείου | 1 | 8.0811
76-00-92008 | GW92008 | ΑΥΤΟΜΑΤΗ ΑΣΦΑΛΕΙΑ 1P ΚΑΜΠΥΛΗ C20Α 6kA 1 στοιχείου | 1 | 8.0811
76-00-92009 | GW92009 | ΑΥΤΟΜΑΤΗ ΑΣΦΑΛΕΙΑ 1P ΚΑΜΠΥΛΗ C25Α 6kA 1 στοιχείου | 1 | 8.0811
76-00-92010 | GW92010 | ΑΥΤΟΜΑΤΗ ΑΣΦΑΛΕΙΑ 1P ΚΑΜΠΥΛΗ C32Α 6kA 1 στοιχείου | 1 | 8.0811
76-00-92011 | GW92011 | ΑΥΤΟΜΑΤΗ ΑΣΦΑΛΕΙΑ 1P ΚΑΜΠΥΛΗ C40Α 6kA 1 στοιχείου | 1 | 8.0811
76-00-92012 | GW92012 | ΑΥΤΟΜΑΤΗ ΑΣΦΑΛΕΙΑ 1P ΚΑΜΠΥΛΗ C50Α 6kA 1 στοιχείου | 1 | 16.842
76-00-92013 | GW92013 | ΑΥΤΟΜΑΤΗ ΑΣΦΑΛΕΙΑ 1P ΚΑΜΠΥΛΗ C63Α 6kA 1 στοιχείου | 1 | 16.842
| GW92027 | ΑΥΤΟΜΑΤΗ ΑΣΦΑΛΕΙΑ 1P+N ΚΑΜΠΥΛΗ C16Α 6kA 2 στοιχείων | 1 | 36.8949
| GW92028 | ΑΥΤΟΜΑΤΗ ΑΣΦΑΛΕΙΑ 1P+N ΚΑΜΠΥΛΗ C20Α 6kA 2 στοιχείων | 1 | 36.8949
| GW92029 | ΑΥΤΟΜΑΤΗ ΑΣΦΑΛΕΙΑ 1P+N ΚΑΜΠΥΛΗ C25Α 6kA 2 στοιχείων | 1 | 36.8949
| GW92030 | ΑΥΤΟΜΑΤΗ ΑΣΦΑΛΕΙΑ 1P+N ΚΑΜΠΥΛΗ C32Α 6kA 2 στοιχείων | 1 | 36.8949
| GW92031 | ΑΥΤΟΜΑΤΗ ΑΣΦΑΛΕΙΑ 1P+N ΚΑΜΠΥΛΗ C40Α 6kA 2 στοιχείων | 1 | 47.5494
| GW92032 | ΑΥΤΟΜΑΤΗ ΑΣΦΑΛΕΙΑ 1P+N ΚΑΜΠΥΛΗ C50Α 6kA 2 στοιχείων | 1 | 47.5494
| GW92033 | ΑΥΤΟΜΑΤΗ ΑΣΦΑΛΕΙΑ 1P+N ΚΑΜΠΥΛΗ C63Α 6kA 2 στοιχείων | 1 | 47.5494
| GW92066 | ΑΥΤΟΜΑΤΗ ΑΣΦΑΛΕΙΑ 3P ΚΑΜΠΥΛΗ C10Α 6kA 3 στοιχείων | 1 | 34.0993
| GW92067 | ΑΥΤΟΜΑΤΗ ΑΣΦΑΛΕΙΑ 3P ΚΑΜΠΥΛΗ C16Α 6kA 3 στοιχείων | 1 | 26.5846
| GW92068 | ΑΥΤΟΜΑΤΗ ΑΣΦΑΛΕΙΑ 3P ΚΑΜΠΥΛΗ C20Α 6kA 3 στοιχείων | 1 | 26.5846
| GW92069 | ΑΥΤΟΜΑΤΗ ΑΣΦΑΛΕΙΑ 3P ΚΑΜΠΥΛΗ C25Α 6kA 3 στοιχείων | 1 | 26.5846
| GW92070 | ΑΥΤΟΜΑΤΗ ΑΣΦΑΛΕΙΑ 3P ΚΑΜΠΥΛΗ C32Α 6kA 3 στοιχείων | 1 | 27.8308
76-00-92071 | GW92071 | ΑΥΤΟΜΑΤΗ ΑΣΦΑΛΕΙΑ 3P ΚΑΜΠΥΛΗ C40Α 6kA 3 στοιχείων | 1 | 35.8364
76-00-92072 | GW92072 | ΑΥΤΟΜΑΤΗ ΑΣΦΑΛΕΙΑ 3P ΚΑΜΠΥΛΗ C50Α 6kA 3 στοιχείων | 1 | 66.235
76-00-92073 | GW92073 | ΑΥΤΟΜΑΤΗ ΑΣΦΑΛΕΙΑ 3P ΚΑΜΠΥΛΗ C63Α 6kA 3 στοιχείων | 1 | 66.235
76-00-92105 | GW92105 | ΑΥΤΟΜΑΤΗ ΑΣΦΑΛΕΙΑ 1P ΚΑΜΠΥΛΗ C6Α 4,5kA 1 στοιχείου | 1 | 6.042
76-00-92106 | GW92106 | ΑΥΤΟΜΑΤΗ ΑΣΦΑΛΕΙΑ 1P ΚΑΜΠΥΛΗ C10Α 4,5kA 1 στοιχείου | 1 | 5.249
76-00-92108 | GW92108 | ΑΥΤΟΜΑΤΗ ΑΣΦΑΛΕΙΑ 1P ΚΑΜΠΥΛΗ C16Α 4,5kA 1 στοιχείου | 1 | 5.249
76-00-92109 | GW92109 | ΑΥΤΟΜΑΤΗ ΑΣΦΑΛΕΙΑ 1P ΚΑΜΠΥΛΗ C20Α 4,5kA 1 στοιχείου | 1 | 5.1734
76-00-92110 | GW92110 | ΑΥΤΟΜΑΤΗ ΑΣΦΑΛΕΙΑ 1P ΚΑΜΠΥΛΗ C25Α 4,5kA 1 στοιχείου | 1 | 5.249
76-00-92111 | GW92111 | ΑΥΤΟΜΑΤΗ ΑΣΦΑΛΕΙΑ 1P ΚΑΜΠΥΛΗ C32Α 4,5kA 1 στοιχείου | 1 | 5.249
76-00-92112 | GW92112 | ΑΥΤΟΜΑΤΗ ΑΣΦΑΛΕΙΑ 1P ΚΑΜΠΥΛΗ C40Α 4,5kA 1 στοιχείου | 1 | 6.02
| GW92126 | ΑΥΤΟΜΑΤΗ ΑΣΦΑΛΕΙΑ 1P+N ΚΑΜΠΥΛΗ C10Α 4,5kA 2 στοιχείων | 1 | 13.3678
76-00-92128 | GW92128 | ΑΥΤΟΜΑΤΗ ΑΣΦΑΛΕΙΑ 1P+N ΚΑΜΠΥΛΗ C16Α 4,5kA 2 στοιχείων | 1 | 13.3678
76-00-92129 | GW92129 | ΑΥΤΟΜΑΤΗ ΑΣΦΑΛΕΙΑ 1P+N ΚΑΜΠΥΛΗ C20Α 4,5kA 2 στοιχείων | 1 | 12.63
76-00-92130 | GW92130 | ΑΥΤΟΜΑΤΗ ΑΣΦΑΛΕΙΑ 1P+N ΚΑΜΠΥΛΗ C25Α 4,5kA 2 στοιχείων | 1 | 12.63
76-00-92165 | GW92165 | ΑΥΤΟΜΑΤΗ ΑΣΦΑΛΕΙΑ 3P ΚΑΜΠΥΛΗ C6Α 4,5kA 3 στοιχείων | 1 | 32.9287
76-00-92166 | GW92166 | ΑΥΤΟΜΑΤΗ ΑΣΦΑΛΕΙΑ 3P ΚΑΜΠΥΛΗ C10Α 4,5kA 3 στοιχείων | 1 | 32.9287
76-00-92168 | GW92168 | ΑΥΤΟΜΑΤΗ ΑΣΦΑΛΕΙΑ 3P ΚΑΜΠΥΛΗ C16Α 4,5kA 3 στοιχείων | 1 | 27.97
76-00-92169 | GW92169 | ΑΥΤΟΜΑΤΗ ΑΣΦΑΛΕΙΑ 3P ΚΑΜΠΥΛΗ C20Α 4,5kA 3 στοιχείων | 1 | 27.97
76-00-92170 | GW92170 | ΑΥΤΟΜΑΤΗ ΑΣΦΑΛΕΙΑ 3P ΚΑΜΠΥΛΗ C25Α 4,5kA 3 στοιχείων | 1 | 27.97
76-00-92171 | GW92171 | ΑΥΤΟΜΑΤΗ ΑΣΦΑΛΕΙΑ 3P ΚΑΜΠΥΛΗ C32Α 4,5kA 3 στοιχείων | 1 | 27.97
76-00-92172 | GW92172 | ΑΥΤΟΜΑΤΗ ΑΣΦΑΛΕΙΑ 3P ΚΑΜΠΥΛΗ C40Α 4,5kA 3 στοιχείων | 1 | 28.7371
| GW92186 | ΑΥΤOMATH ΑΣΦΑΛΕΙΑ 4P C10 4,5KA 4M | 1 | 51.9022
| GW92188 | ΑΥΤOMATH ΑΣΦΑΛΕΙΑ 4P C16 4,5KA 4M | 1 | 51.9022
| GW92189 | ΑΥΤOMATH ΑΣΦΑΛΕΙΑ 4P C20 4,5KA 4M | 1 | 51.9022
| GW92190 | ΑΥΤOMATH ΑΣΦΑΛΕΙΑ 4P C25 4,5KA 4M | 1 | 51.9022
| GW92191 | ΑΥΤOMATH ΑΣΦΑΛΕΙΑ 4P C32 4,5KA 4M | 1 | 51.9022
76-00-92405 | GW92405 | ΑΥΤΟΜΑΤΗ ΑΣΦΑΛΕΙΑ 1P ΚΑΜΠΥΛΗ D6Α 6kA 1 στοιχείου (MT 60) | 1 | 20.68
76-00-92406 | GW92406 | ΑΥΤΟΜΑΤΗ ΑΣΦΑΛΕΙΑ 1P ΚΑΜΠΥΛΗ D10Α 6kA 1 στοιχείου | 1 | 9.8182
76-00-92407 | GW92407 | ΑΥΤΟΜΑΤΗ ΑΣΦΑΛΕΙΑ 1P ΚΑΜΠΥΛΗ D16Α 6kA 1 στοιχείου | 1 | 8.7986
76-00-92408 | GW92408 | ΑΥΤΟΜΑΤΗ ΑΣΦΑΛΕΙΑ 1P ΚΑΜΠΥΛΗ D20Α 6kA 1 στοιχείου | 1 | 8.35
76-00-92409 | GW92409 | ΑΥΤΟΜΑΤΗ ΑΣΦΑΛΕΙΑ 1P ΚΑΜΠΥΛΗ D25Α 6kA 1 στοιχείου | 1 | 8.35
76-00-92410 | GW92410 | ΑΥΤΟΜΑΤΗ ΑΣΦΑΛΕΙΑ 1P ΚΑΜΠΥΛΗ D32Α 6kA 1 στοιχείου | 1 | 8.7986
76-00-92411 | GW92411 | ΑΥΤΟΜΑΤΗ ΑΣΦΑΛΕΙΑ 1P ΚΑΜΠΥΛΗ D40Α 6kA 1 στοιχείου | 1 | 9.8182
76-00-92465 | GW92465 | ΑΥΤΟΜΑΤΗ ΑΣΦΑΛΕΙΑ 3P ΚΑΜΠΥΛΗ D6Α 6kA 3 στοιχείων (MT 60) | 1 | 64.736
76-00-92466 | GW92466 | ΑΥΤΟΜΑΤΗ ΑΣΦΑΛΕΙΑ 3P ΚΑΜΠΥΛΗ D10Α 6kA 3 στοιχείων | 1 | 42.3692
76-00-92467 | GW92467 | ΑΥΤΟΜΑΤΗ ΑΣΦΑΛΕΙΑ 3P ΚΑΜΠΥΛΗ D16Α 6kA 3 στοιχείων | 1 | 36.33
76-00-92468 | GW92468 | ΑΥΤΟΜΑΤΗ ΑΣΦΑΛΕΙΑ 3P ΚΑΜΠΥΛΗ D20Α 6kA 3 στοιχείων | 1 | 38.3287
76-00-92469 | GW92469 | ΑΥΤΟΜΑΤΗ ΑΣΦΑΛΕΙΑ 3P ΚΑΜΠΥΛΗ D25Α 6kA 3 στοιχείων | 1 | 36.33
76-00-92470 | GW92470 | ΑΥΤΟΜΑΤΗ ΑΣΦΑΛΕΙΑ 3P ΚΑΜΠΥΛΗ D32Α 6kA 3 στοιχείων | 1 | 38.0643
76-00-92471 | GW92471 | ΑΥΤΟΜΑΤΗ ΑΣΦΑΛΕΙΑ 3P ΚΑΜΠΥΛΗ D40Α 6kA 3 στοιχείων | 1 | 57.4741
| GW92611 | ΑΥΤΟΜΑΤΗ ΑΣΦΑΛΕΙΑ 1P ΚΑΜΠΥΛΗ C40Α 10kA 1 στοιχείου | 1 | 17.1441
| GW92612 | ΑΥΤΟΜΑΤΗ ΑΣΦΑΛΕΙΑ 1P ΚΑΜΠΥΛΗ C50Α 10kA 1 στοιχείου | 1 | 14.5762
| GW92613 | ΑΥΤΟΜΑΤΗ ΑΣΦΑΛΕΙΑ 1P ΚΑΜΠΥΛΗ C63Α 10kA 1 στοιχείου | 1 | 15.3692
| GW92672 | ΑΥΤΟΜΑΤΗ ΑΣΦΑΛΕΙΑ 3P ΚΑΜΠΥΛΗ C50Α 10kA 3 στοιχείων | 1 | 63.9315
| GW92673 | ΑΥΤΟΜΑΤΗ ΑΣΦΑΛΕΙΑ 3P ΚΑΜΠΥΛΗ C63Α 10kA 3 στοιχείων | 1 | 63.9315
| GW93307 | ΑΥΤOMATH ΑΣΦΑΛΕΙΑ 1P C80 16KA 1,5M | 1 | 249.986
| GW93308 | ΑΥΤOMATH ΑΣΦΑΛΕΙΑ 1P C100 16KA 1,5M | 1 | 263.8741
| GW93309 | ΑΥΤOMATH ΑΣΦΑΛΕΙΑ 1P C125 16KA 1,5M | 1 | 444.4195
| GW93337 | ΑΥΤOMATH ΑΣΦΑΛΕΙΑ 3P C80 16KA 4,5M | 1 | 553.7884
| GW93338 | ΑΥΤOMATH ΑΣΦΑΛΕΙΑ 3P C100 16KA 4,5M | 1 | 590.2447
76-00-93339 | GW93339 | ΑΥΤOMATH ΑΣΦΑΛΕΙΑ 3P C125 16KA 4,5M | 1 | 998.2079
| GW93356 | ΑΥΤΟΜΑΤΗ ΑΣΦΑΛΕΙΑ 1P ΚΑΜΠΥΛΗ D63Α 16kA 1,5 στοιχείων | 1 | 234.3619
| GW93357 | ΑΥΤΟΜΑΤΗ ΑΣΦΑΛΕΙΑ 1P ΚΑΜΠΥΛΗ D80Α 16kA 1,5 στοιχείων | 1 | 249.986
| GW93358 | ΑΥΤΟΜΑΤΗ ΑΣΦΑΛΕΙΑ 1P ΚΑΜΠΥΛΗ D100Α 16kA 1,5 στοιχείων | 1 | 263.8741
76-00-93386 | GW93386 | ΑΥΤΟΜΑΤΗ ΑΣΦΑΛΕΙΑ 3P ΚΑΜΠΥΛΗ D63Α 16kA 4,5 στοιχείων | 1 | 539.9003
76-00-93187 | GW93387 | ΑΥΤΟΜΑΤΗ ΑΣΦΑΛΕΙΑ 3P ΚΑΜΠΥΛΗ D63Α 16kA 4,5 στοιχείων | 1 | 565.9405
76-00-93388 | GW93388 | ΑΥΤΟΜΑΤΗ ΑΣΦΑΛΕΙΑ 3P ΚΑΜΠΥΛΗ D63Α 16kA 4,5 στοιχείων | 1 | 602.3968
| GW94105 | ΔΙΑΚΟΠΤΗΣ ΔΙΑΡΡΟΗΣ ΜΕ ΜΙΚΡΟΑΥΤ. C6 6KA AC/0.03 2 ΣΤΟΙΧΕΙΩΝ | 1 | 122.5007
| GW94107 | ΔΙΑΚΟΠΤΗΣ ΔΙΑΡΡΟΗΣ ΜΕ ΜΙΚΡΟΑΥΤ. C16 6KA AC/0.03 2 ΣΤΟΙΧΕΙΩΝ | 1 | 122.5007
| GW94108 | ΔΙΑΚΟΠΤΗΣ ΔΙΑΡΡΟΗΣ ΜΕ ΜΙΚΡΟΑΥΤ. C20 6KA AC/0.03 2 ΣΤΟΙΧΕΙΩΝ | 1 | 122.5007
76-25-94667 | GW94667 | ΔΙΑΚΟΠΤΗΣ ΔΙΑΡΡΟΗΣ 4x40A AC 30mA 3 στοιχείων | 1 | 88.5902
76-25-94669 | GW94669 | ΔΙΑΚΟΠΤΗΣ ΔΙΑΡΡΟΗΣ 4x40A AC 300mA 3 στοιχείων | 1 | 86.64
| GW94897 | ΔΙΑΚΟΠΤΗΣ ΔΙΑΡΡΟΗΣ 4x40A A 30mA 3 στοιχείων | 1 | 127.5986
76-25-95601 | GW95601 | ΔΙΑΚΟΠΤΗΣ ΔΙΑΡΡΟΗΣ 4x125A AC 30mA 4 στοιχείων | 1 | 890.5751
| GW96001 | ΒΟΗΘΗΤΙΚΗ ΕΠΑΦΗ ΕΝΔΕΙΞΗΣ ΚΑΤΑΣΤΑΣΗΣ ΕΠΑΦΩΝ | 1 | 32.5133
| GW96006 | ΒΟΗΘΗΤΙΚΗ ΕΠΑΦΗ ΕΝΔΕΙΞΗΣ ΑΠΟΖΕΥΞΗΣ ΣΕ ΣΦΑΛΜΑ | 1 | 38.2774
| GW96009 | ΒΟΗΘΗΤΙΚΗ ΕΠΑΦΗ ΕΝΔΕΙΞΗ ΚΑΤΑΣΤΑΣΗΣ ΕΠΑΦΩΝ ΚΑΙ ΣΦΑΛΜΑΤΟΣ | 1 | 46.0895
| GW96011 | ΠΗΝΙΟ ΤΗΛΕΧΕΙΡΙΣΜΟΥ 12/48V | 1 | 55.5524
| GW96012 | ΠΗΝΙΟ ΤΗΛΕΧΕΙΡΙΣΜΟΥ 110/415V | 1 | 53.2448
| GW96016 | ΠΗΝΙΟ ΕΡΓΑΣΙΑΣ 230V | 1 | 151.9012
| GW96017 | ΠΗΝΙΟ ΕΡΓΑΣΙΑΣ 24V | 1 | 135.4091
| GW96018 | ΠΗΝΙΟ ΕΡΓΑΣΙΑΣ 48V | 1 | 138.0131
| GW96104 | ΡΑΓΟΔΙΑΚΟΠΤΗΣ 1P 32A | 1 | 7.8923
76-04-96105 | GW96105 | ΡΑΓΟΔΙΑΚΟΠΤΗΣ 1P 40A | 1 | 6.36
| GW96114 | ΡΑΓΟΔΙΑΚΟΠΤΗΣ 2P 32A | 1 | 20.6182
76-04-96115 | GW96115 | ΡΑΓΟΔΙΑΚΟΠΤΗΣ 2P 40A | 1 | 13.179
| GW96124 | ΡΑΓΟΔΙΑΚΟΠΤΗΣ 3P 32A | 1 | 30.6252
76-04-96125 | GW96125 | ΡΑΓΟΔΙΑΚΟΠΤΗΣ 3P 40A | 1 | 19.64
76-04-96135 | GW96135 | ΡΑΓΟΔΙΑΚΟΠΤΗΣ 4P 40A | 1 | 34.5524
| GW96147 | ΡΑΓΟΔΙΑΚΟΠΤΗΣ 1P 80A | 1 | 32.4652
| GW96148 | ΡΑΓΟΔΙΑΚΟΠΤΗΣ 1P 100A | 1 | 37.4094
76-04-96167 | GW96167 | ΡΑΓΟΔΙΑΚΟΠΤΗΣ 3P 80A | 1 | 61.628
76-04-96168 | GW96168 | ΡΑΓΟΔΙΑΚΟΠΤΗΣ 3P 100A | 1 | 70.8797
76-04-96169 | GW96169 | ΡΑΓΟΔΙΑΚΟΠΤΗΣ 3P 125A | 1 | 93.1972
| GW96177 | ΡΑΓΟΔΙΑΚΟΠΤΗΣ 4P 80A | 1 | 113.7089
| GW96178 | ΡΑΓΟΔΙΑΚΟΠΤΗΣ 4P 100A | 1 | 129.333
| GW96179 | ΡΑΓΟΔΙΑΚΟΠΤΗΣ 4P 125A | 1 | 161.4493
76-04-96205 | GW96205 | ΑΣΦΑΛΕΙΟΑΠΟΖΕΥΚΤΗΣ 1P 10,3x38 690V 32A | 1 | 5.63
| GW96207 | ΑΣΦΑΛΕΙΟΘΗΚΗ 1P 14X51 690V 50A | 1 | 16.3219
| GW96215 | ΑΣΦΑΛΕΙΟΘΗΚΗ 1P+N 10,3X38 690V 32A | 1 | 17.0963
| GW96217 | ΑΣΦΑΛΕΙΟΘΗΚΗ 1P+N 14X51 690V 50A | 1 | 33.5885
| GW96302 | ΑΣΦΑΛΕΙΟΘΗΚΗ 2P 10,3X38 690V 32A | 1 | 17.0963
| GW96303 | ΑΣΦΑΛΕΙΟΘΗΚΗ 2P 14X51 690V 50A | 1 | 33.5885
76-04-96307 | GW96307 | ΑΣΦΑΛΕΙΟΑΠΟΖΕΥΚΤΗΣ 3P 10,3x38 690V 32A | 1 | 17.0308
| GW96308 | ΑΣΦΑΛΕΙΟΘΗΚΗ 3P 14X51 5 690V 50A | 1 | 49.8253
| GW96312 | ΑΣΦΑΛΕΙΟΘΗΚΗ 3P+N 10,3X38 690V 32A | 1 | 37.2392
| GW96313 | ΑΣΦΑΛΕΙΟΘΗΚΗ 3P+N 14X51 690V 50A | 1 | 72.0446
| GW96423 | ΜΕΤΑΣΧΗΜΑΤΙΣΤΗΣ ΚΟΥΔΟΥΝΙΟΥ 10VA 230V 12V 2 στοιχείων | 1 | 34.8905
76-17-96426 | GW96426 | ΜΕΤΑΣΧΗΜΑΤΙΣΤΗΣ ΚΟΥΔΟΥΝΙΟΥ 15VA 230V 24V 2 στοιχείων | 1 | 37.2392
| GW96432 | ΜΕΤΑΣΧΗΜΑΤΙΣΤΗΣ ΚΟΥΔΟΥΝΙΟΥ 30VA 230V 24V 3 στοιχείων | 1 | 41.1452
| GW96434 | ΜΕΤΑΣΧΗΜΑΤΙΣΤΗΣ ΚΟΥΔΟΥΝΙΟΥ 40VA 230V 24V 3 στοιχείων | 1 | 41.614
76-24-96522 | GW96522 | ΠΡΙΖΑ ΣΟΥΚΟ ΡΑΓΑΣ 2P+E 16A 2,5 στοιχείων | 1 | 9.1762
| GW96531 | ΔΙΑΚΟΠΤΗΣ ΑΠΟΜΟΝΩΣΗΣ 1P 16A 250V 1 στοιχείου | 1 | 14.6517
| GW96540 | ΔΙΑΚΟΠΤΗΣ ON-OFF ΜΕ ΕΝΔΕΙΚΤΙΚΗ ΛΥΧΝΙΑ 1P 32A 1 στοιχείου | 1 | 23.8657
| GW96541 | ΔΙΑΚΟΠΤΗΣ ON-OFF ΜΕ ΕΝΔΕΙΚΤΙΚΗ ΛΥΧΝΙΑ 16Α 2P 230V 1 στοιχείου | 1 | 27.9441
76-04-96542 | GW96542 | ΔΙΑΚΟΠΤΗΣ ON-OFF ΜΕ ΕΝΔΕΙΚΤΙΚΗ ΛΥΧΝΙΑ 32Α 2P 230V 1 στοιχείου | 1 | 28.3217
| GW96551 | ΜΕΤΑΓΩΓΙΚΟΣ ΔΙΑΚΟΠΤΗΣ (1-2) 16Α 1P 250V 1 στοιχείου | 1 | 20.4294
| GW96553 | ΜΕΤΑΓΩΓΙΚΟΣ ΔΙΑΚΟΠΤΗΣ 3 ΘΕΣΕΩΝ ( 1-0-2) 1P 16A 1 στοιχείου | 1 | 27.5124
| GW96554 | ΜΕΤΑΓΩΓΙΚΟΣ ΔΙΑΚΟΠΤΗΣ 3 ΘΕΣΕΩΝ ( 1-0-2) 2P 16A 1 στοιχείου | 1 | 40.4434
| GW96564 | ΔΙΠΛΟ ΜΠΟΥΤΟΝ ΡΑΓΑΣ 16Α 2ΝΟ 1 στοιχείου | 1 | 23.8657
76-16-96581 | GW96581 | ΕΝΔΕΙΚΤΙΚΗ ΛΥΧΝΙΑ ΚΟΚΚΙΝΗ 16Α 1 στοιχείου | 1 | 4.62
76-16-96582 | GW96582 | ΕΝΔΕΙΚΤΙΚΗ ΛΥΧΝΙΑ ΠΡΑΣΣΙΝΗ 16Α 1 στοιχείου | 1 | 4.62
76-16-96583 | GW96583 | ΕΝΔΕΙΚΤΙΚΗ ΛΥΧΝΙΑ ΚΙΤΡΙΝΗ 16Α 1 στοιχείου | 1 | 4.62
| GW96584 | ΕΝΔΕΙΚΤΙΚΗ ΛΥΧΝΙΑ ΜΠΛΕ 16Α 1 στοιχείου | 1 | 24.0404
| GW96585 | ΕΝΔΕΙΚΤΙΚΗ ΛΥΧΝΙΑ ΛΕΥΚΗ 16Α 1 στοιχείου | 1 | 24.0404
| GW96591 | ΕΝΔΕΙΚΤΙΚΗ ΛΥΧΝΙΑ ΔΙΠΛΗ ΚΟΚΚΙΝΗ 16Α 1 στοιχείου | 1 | 31.7673
76-16-96592 | GW96592 | ΕΝΔΕΙΚΤΙΚΗ ΛΥΧΝΙΑ ΤΡΙΠΛΗ ΚΟΚΚΙΝΗ 16Α 1 στοιχείου | 1 | 18.3902
| GW96814 | ΧΡΟΝΙΚΟ ΠΟΛΛΑΠΛΩΝ ΕΦΑΡΜΟΓΩΝ | 1 | 149.2972
| GW96815 | ΧΡΟΝΟΔΙΑΚΟΠΤΗΣ ΑΣΥΜΜΕΤΡΙΑΣ | 1 | 149.2972
76-37-96984 | GW96984 | ΓΕΦΥΡΑ ΜΟΝΟΠΟΛΙΚΗ 1P 12 ΣΤΟΙΧΕΙΩΝ ΜΕ ΜΥΤΗ | 1 | 3.89
76-37-96986 | GW96986 | ΓΕΦΥΡΑ ΤΡΙΠΟΛΙΚΗ 3P 12 ΣΤΟΙΧΕΙΩΝ ΜΕ ΜΥΤΗ | 1 | 8.3455
| GW96990 | ΓΕΦΥΡΑ ΤΡΙΠΟΛΙΚΗ 3P 56 ΣΤΟΙΧΕΙΩΝ ΜΕ ΜΥΤΗ | 1 | 49.9955
| GW96992 | ΓΕΦΥΡΑ ΜΟΝΟΠΟΛΙΚΗ 1P 12 ΣΤΟΙΧΕΙΩΝ ΔΙΧΑΛΩΤΗ | 1 | 5.7776
| GW96994 | ΓΕΦΥΡΑ ΤΡΙΠΟΛΙΚΗ 3P 12 ΣΤΟΙΧΕΙΩΝ ΔΙΧΑΛΩΤΗ | 1 | 11.199
| GW96998 | ΓΕΦΥΡΑ ΤΡΙΠΟΛΙΚΗ 3P 56 ΣΤΟΙΧΕΙΩΝ ΔΙΧΑΛΩΤΗ | 1 | 46.1077
| GWD4022 | ΔΙΑΚΟΠΤΗΣ ΔΙΑΡΡΟΗΣ 2x40A AC 30mA 2 στοιχείων | 1 | 60.3818
| GWD4024 | ΔΙΑΚΟΠΤΗΣ ΔΙΑΡΡΟΗΣ 2P 40A AC/0,3 2M | 1 | 78.2056
| GWD4032 | ΔΙΑΚΟΠΤΗΣ ΔΙΑΡΡΟΗΣ 2x40A A 30mA 2 στοιχείων | 1 | 100.8629
76-25-04042 | GWD4042 | ΔΙΑΚΟΠΤΗΣ ΔΙΑΡΡΟΗΣ 2x63A AC 30mA 2 στοιχείων | 1 | 96.8979
| GWD4052 | ΔΙΑΚΟΠΤΗΣ ΔΙΑΡΡΟΗΣ 2x63A A 30mA 2 στοιχείων | 1 | 174.8166
76-25-04122 | GWD4122 | ΔΙΑΚΟΠΤΗΣ ΔΙΑΡΡΟΗΣ 4x40A AC 30mA 4 στοιχείων | 1 | 72.9944
| GWD4132 | ΔΙΑΚΟΠΤΗΣ ΔΙΑΡΡΟΗΣ 4x40A A 30mA 4 στοιχείων | 1 | 112.7958
76-25-04142 | GWD4142 | ΔΙΑΚΟΠΤΗΣ ΔΙΑΡΡΟΗΣ 4x63A AC 30mA 4 στοιχείων | 1 | 131.6392
76-25-04144 | GWD4144 | ΔΙΑΚΟΠΤΗΣ ΔΙΑΡΡΟΗΣ 4x63A AC 300mA 4 στοιχείων | 1 | 159.4699
| GWD4152 | ΔΙΑΚΟΠΤΗΣ ΔΙΑΡΡΟΗΣ 4P 63A A/0,03 4M | 1 | 233.5286
76-25-04627 | GWD4627 | ΔΙΑΚΟΠΤΗΣ ΔΙΑΡΡΟΗΣ 2x40A AC 30mA 2 στοιχείων NA | 1 | 52.1874
| GWD4827 | ΔΙΑΚΟΠΤΗΣ ΔΙΑΡΡΟΗΣ 2P.40A IST.A/0,03 2M NA-T | 1 | 78.8476
| GWD6002 | ΒΟΗΘΗΤΙΚΗ ΕΠΑΦΗ ΕΝΔΕΙΞΗΣ ΚΑΤΑΣΤΑΣΗΣ ΕΠΑΦΩΝ ΓΙΑ ΔΙΑΡΡΟΗΣ | 1 | 35.2394
| GWD6007 | ΒΟΗΘΗΤΙΚΗ ΕΠΑΦΗ ΕΝΔΕΙΞΗΣ ΑΠΟΖΕΥΞΗΣ ΣΕ ΣΦΑΛΜΑ ΓΙΑ ΔΙΑΡΡΟΗΣ | 1 | 38.2774
| GWD6010 | ΒΟΗΘΗΤΙΚΗ ΕΠΑΦΗ ΕΝΔΕΙΞΗ ΚΑΤΑΣΤΑΣΗΣ ΕΠΑΦΩΝ ΚΑΙ ΣΦΑΛΜΑΤΟΣ ΓΙΑ ΔΙ | 1 | 46.0895
| GWD6407 | ΑΝΤΙΚΕΡΑΥΝΙΚΟ ΤΥΠΟΥ Τ2 20kA 1P+N | 1 | 180.5454
| GWD6409 | ΑΝΤΙΚΕΡΑΥΝΙΚΟ ΤΥΠΟΥ Τ2 20kA 3P+N | 1 | 346.3347
| GWD6411 | ΑΝΤΙΚΕΡΑΥΝΙΚΟ ΤΥΠΟΥ Τ2 40kA 1P | 1 | 113.7089
| GWD6419 | ΑΝΤΙΚΕΡΑΥΝΙΚΟ ΤΥΠΟΥ Τ2 40kA 3P+N | 1 | 375.847
| GWD6426 | ΑΝΤΙΚΕΡΑΥΝΙΚΟ ΤΥΠΟΥ Τ2 DC 600V 40kA 3P | 1 | 300.3304
| GWD6428 | ΑΝΤΙΚΕΡΑΥΝΙΚΟ ΤΥΠΟΥ Τ2 DC 1000V 40kA 3P | 1 | 329.8426
| GWD6643 | ΡΕΛΕ ΚΑΣΤΑΝΙΑΣ 1ΝΟ 16Α 24V AC 1 στοιχείου | 1 | 38.2774
| GWD6644 | ΡΕΛΕ ΚΑΣΤΑΝΙΑΣ 1ΝΟ 16Α 230V AC 1 στοιχείου | 1 | 38.2774
| GWD6648 | ΡΕΛΕ ΚΑΣΤΑΝΙΑΣ 1CO 16A 24VAC 1M | 1 | 41.0601
| GWD6654 | ΡΕΛΕ ΚΑΣΤΑΝΙΑΣ 1NO+1NC 16A 230VAC 1M | 1 | 53.8164
| GWD6658 | ΡΕΛΕ ΚΑΣΤΑΝΙΑΣ 2ΝΟ 16Α 24V AC 1 στοιχείου | 1 | 53.8164
76-25-06659 | GWD6659 | ΡΕΛΕ ΚΑΣΤΑΝΙΑΣ 2ΝΟ 16Α 230V AC 1 στοιχείου | 1 | 53.8164
| GWD6668 | ΡΕΛΕ ΚΑΣΤΑΝΙΑΣ 4ΝΟ 16Α 24V AC 2 στοιχείων | 1 | 82.5458
| GWD6669 | ΡΕΛΕ ΚΑΣΤΑΝΙΑΣ 4ΝΟ 16Α 230V AC 2 στοιχείων | 1 | 82.5458
76-25-06701 | GWD6701 | ΡΕΛΕ 20Α 1ΝΟ 230V 1 στοιχείου | 1 | 39.2727
76-25-06703 | GWD6703 | ΡΕΛΕ 20Α 2ΝΟ 230V 1 στοιχείου | 1 | 34.97
| GWD6707 | ΡΕΛΕ 20Α 1ΝΟ+1NC 230V 1 στοιχείου | 1 | 56.8545
| GWD6712 | ΡΕΛΕ 25Α 2ΝΟ 230V 2 στοιχείων | 1 | 61.6285
76-25-06715 | GWD6715 | ΡΕΛΕ 25Α 4ΝΟ 230V 2 στοιχείων | 1 | 49.0154
76-25-06721 | GWD6721 | ΡΕΛΕ 40Α 2ΝΟ 230V 3 στοιχείων | 1 | 98.0848
76-25-06724 | GWD6724 | ΡΕΛΕ 40Α 4ΝΟ 230V 3 στοιχείων | 1 | 108.6042
76-25-06734 | GWD6734 | ΡΕΛΕ 63Α 4ΝΟ 230V 3 στοιχείων | 1 | 142.5147
| GWD6772 | ΑΝΑΛΟΓΙΚΟΣ ΧΡΟΝΟΔΙΑΚΟΠΤΗΣ ΗΜΕΡΗΣΙΟΣ ΜΕ ΕΦΕΔΡΕΙΑ 1ΝO 1 στοιχείου | 1 | 78.0168
ΦΩΤΙΣΤΙΚΑ LED
| GWS3118T | ΣΤΕΓΑΝΟ ΦΩΤΙΣΤΙΚΟ LED IP66/69 1x18W | 1 | 161.9909
| GWS3158T | ΣΤΕΓΑΝΟ ΦΩΤΙΣΤΙΚΟ LED IP66/69 1x58W | 1 | 210.082
76-34-03218 | GWS3218T | ΣΤΕΓΑΝΟ ΦΩΤΙΣΤΙΚΟ LED IP66/69 2x18W | 1 | 178.4431
76-34-03236 | GWS3236T | ΣΤΕΓΑΝΟ ΦΩΤΙΣΤΙΚΟ LED IP66/69 2x36W | 1 | 207.27
| GWS3236TC | ΣΤΕΓΑΝΟ ΦΩΤΙΣΤΙΚΟ LED IP66 2x58W 1200mm | 1 | 232.8619
| GWS3258T | ΣΤΕΓΑΝΟ ΦΩΤΙΣΤΙΚΟ LED IP66/69 2x58W | 1 | 239.5661
ΔΙΑΚΟΠΤΙΚΟ ΥΛΙΚΟ DAHLIA
76-04-35031 W | GW35031W | One-Way Switch 1P 10AX - Illuminable | 10 | 3.1267
| GW35002W | One-Way Switch 1P 10AX - Backlit | 10 | 8.0915
| GW35006W | One-Way Switch 1P 10AX WITH INDICATOR - Backlit | 10 | 8.9082
| GW35003W | One-Way Switch 2P 10AX - Illuminable | 10 | 5.3698
60-04-35051 W | GW35051W | Double One-Way Switch 1P 10AX | 10 | 4.4182
76-04-35071 W | GW35071W | Two-Way Switch 1P 10AX - Illuminable | 10 | 3.1947
| GW35012W | Two-Way Switch 1P 10AX - Backlit | 10 | 8.8364
| GW35016W | Two-Way Switch 1P 10AX with indicator - Backlit | 10 | 9.5445
76-04-35052 W | GW35052W | Double Two-Way Switch 1P 10AX | 10 | 8.1566
76-04-35015 W | GW35015W | Intermediate Switch 1P 10AX | 10 | 7.273
76-20-35021 W | GW35021W | Push-Button 1P 10A - Illuminable | 10 | 4.4182
76-20-35022 W | GW35022W | Push-Button 1P 10A - Backlit | 10 | 6.87
| GW35026W | Push-Button 1P 10A with indicator - Backlit | 10 | 10.6557
76-24-35207 W | GW35202W | German STD Socket 2P+E 16A - Illuminable - Screw Terminals | 10 | 2.95
76-24-35203 W | GW35203W | German STD Socket 2P+E 16A with LID - Illuminable - Screw Terminals | 10 | 4.02
76-24-35251 W | GW35251W | Telephone Socket RJ11 | 10 | 4.0443
76-24-35261 W | GW35261W | Data Socket - DIRECT 0 DB | 10 | 6.9331
76-24-35271 W | GW35271W | Data Socket - RJ45 CAT.5e UTP | 10 | 15.4042
76-24-35272 W | GW35272W | Data Socket - RJ45 CAT.5e FTP | 10 | 23.1537
76-24-35273 W | GW35273W | Data Socket - RJ45 CAT.6 UTP | 10 | 12.19
76-24-35274 W | GW35274W | Data Socket - RJ45 CAT.6 FTP | 10 | 24.7967
76-24-35280 W | GW35280W | Amp/Keystone Jack Adapter | 10 | 4.5491
76-24-35301 W | GW35301W | Rotating Electronic Regulator 2-Way Switch 4-160w | 10 | 49.9
76-24-35204 W | GW35204W | Double German STD Socket 2P+E 16A - Screw Terminals* | 6 | 6.5933
76-04-35901ΑW | GW35901AW | White | 1 | 1.1555
76-04-35901ΑΥ | GW35901AY | Ivory | 1 | 2.7636
76-04-35901ΑΗ | GW35901AH | Hemp | 1 | 2.7636
76-04-35901ΑG | GW35901AG | Light Grey | 1 | 2.7636
76-04-35901ΑΜ | GW35901AM | Cream | 1 | 3.096
76-04-35901ΑD | GW35901AD | Dark Grey | 1 | 3.096
76-04-35901ΑΝ | GW35901AN | Anthracite Grey | 1 | 3.096
76-04-35902ΑW | GW35902AW | White | 1 | 2.7189
76-04-35902ΑΥ | GW35902AY | Ivory | 1 | 5.5178
76-04-35902ΑΗ | GW35902AH | Hemp | 1 | 5.5178
76-04-35902ΑG | GW35902AG | Light Grey | 1 | 5.5178
76-04-35902ΑΜ | GW35902AM | Cream | 1 | 6.1066
76-04-35902ΑD | GW35902AD | Dark Grey | 1 | 6.1066
76-24-35902ΑΝ | GW35902AN | Anthracite Grey | 1 | 6.1066
76-04-35903ΑW | GW35903AW | White | 1 | 3.8064
76-04-35903ΑΥ | GW35903AY | Ivory | 1 | 9.0127
76-04-35903ΑΗ | GW35903AH | Hemp | 1 | 9.0127
76-04-35903ΑG | GW35903AG | Light Grey | 1 | 9.0127
76-04-35903ΑΜ | GW35903AM | Cream | 1 | 9.8769
76-04-35906ΑD | GW35903AD | Dark Grey | 1 | 9.8769
76-04-35903ΑΝ | GW35903AN | Anthracite Grey | 1 | 9.8769
76-04-35904ΑW | GW35904AW | White | 1 | 5.7776
76-04-35904ΑΥ | GW35904AY | Ivory | 1 | 12.688
76-04-35904ΑΗ | GW35904AH | Hemp | 1 | 12.688
76-04-35904ΑG | GW35904AG | Light Grey | 1 | 12.688
76-04-35904ΑΜ | GW35904AM | Cream | 1 | 13.8561
76-04-35904ΑD | GW35904AD | Dark Grey | 1 | 13.8561
76-04-35904ΑΝ | GW35904AN | Anthracite Grey | 1 | 13.8561
76-04-35905ΑW | GW35905AW | White | 1 | 7.65
76-04-35905ΑΥ | GW35905AY | Ivory | 1 | 16.5628
60-43-35905AH | GW35905AH | Hemp | 1 | 16.5628
76-04-35905ΑG | GW35905AG | Light Grey | 1 | 16.5628
76-04-35905ΑΜ | GW35905AM | Cream | 1 | 18.1108
76-04-35905ΑD | GW35905AD | Dark Grey | 1 | 18.1108
76-04-35905ΑΝ | GW35905AN | Anthracite Grey | 1 | 18.1108
76-04-35909ΑW | GW35909AW | White | 1 | 5.8597
76-04-35909ΑΥ | GW35909AY | Ivory | 1 | 5.8597
76-04-35909ΑΗ | GW35909AH | Hemp | 1 | 5.8597
76-04-35909ΑG | GW35909AG | Light Grey | 1 | 5.8597
76-04-35909ΑΜ | GW35909AM | Cream | 1 | 6.439
76-04-35909ΑD | GW35909AD | Dark Grey | 1 | 6.439
76-04-35909ΑΝ | GW35909AN | Anthracite Grey | 1 | 6.439
| GW35911 | 1 Gang Wall-Mount Box | 1 | 5.4703
| GW35912 | 2 Gang Wall-Mount Box | 1 | 11.235
76-04-35981 | GW35981 | Led Signalling Unit 230VAC - Amber | 1 | 2.7636
| GW35986 | Lens Kit For Mechanisms With Indicator | 1 | 21.3113
76-04-35991 | GW35991 | Support For Chorus Devices | 1 | 1.7949
| GW35996 | PROTECTIVE COVER FOR PAINTING - DAHLIA | 1 | 0

## MECO ΠΥΚΝΩΤΕΣ
ΚΩΔΙΚΟΣ ENEREL | ΚΩΔΙΚΟΣ ΠΡΟΪΟΝΤΟΣ | ΠΕΡΙΓΡΑΦΗ ΠΡΟΪΟΝΤΟΣ |  | ΔΙΑΜΕΤΡΟΣ (mm) | ΤΙΜΗ ΜΟΝΑΔΟΣ ENEREL ΟΚΤΩΒΡΙΟΣ 2025
27-37-88888 | 10002 | 2,0mf | Capacitor double faston | 25 | 2.17
27-37-80000 | 10003 | 3,0mf | Capacitor double faston | 25 | 2.3
27-37-12345 | 10004 | 4,0mf | Capacitor double faston | 25 | 2.32
27-37-80005 | 10005 | 5,0mf | Capacitor double faston | 30 | 2.36
27-37-80006 | 10006 | 6,0mf | Capacitor double faston | 30 | 2.36
27-37-80008 | 10008 | 8,0mf | Capacitor double faston | 30 | 2.61
27-37-80010 | 10010 | 10,0mf | Capacitor double faston | 30 | 2.7
27-37-80012 | 10012 | 12,0mf | Capacitor double faston | 35 | 3.03
27-37-80014 | 10014 | 14,0mf | Capacitor double faston | 35 | 3.12
27-37-80016 | 10016 | 16,0mf | Capacitor double faston | 35 | 3.18
27-37-80018 | 10018 | 18,0mf | Capacitor double faston | 40 | 3.72
27-37-80020 | 10020 | 20,0mf | Capacitor double faston | 40 | 3.86
27-37-80025 | 10025 | 25,0mf | Capacitor double faston | 35 | 4.69
27-37-80030 | 10030 | 30,0mf | Capacitor double faston | 40 | 4.91
27-37-80035 | 10035 | 35,0mf | Capacitor double faston | 40 | 5.7
27-37-80040 | 10040 | 40,0mf | Capacitor double faston | 45 | 6.46
27-37-80045 | 10045 | 45,0mf | Capacitor double faston | 45 | 6.75
27-37-80050 | 10050 | 50,0mf | Capacitor double faston | 50 | 7.11
27-37-80060 | 10060 | 60,0mf | Capacitor double faston | 50 | 8.42
27-37-80070 | 10070 | 70,0mf | Capacitor double faston | 50 | 9.25
27-37-80080 | 10080 | 80,0mf | Capacitor double faston | 50 | 10.93
| 20025 |  | Caps D25 | 25 | 0.513
| 20030 |  | Caps D30 | 30 | 0.513
| 20035 |  | Caps D35 | 35 | 0.513
| 20040 |  | Caps D40 | 40 | 0.54
| 20045 |  | Caps D45 | 45 | 0.54
| 20050 |  | Caps D50 | 50 | 0.54

## CONT. ITAL.
ΚΩΔΙΚΟΣ ENEREL | ΚΩΔΙΚΟΣ ΠΡΟΪΟΝΤΟΣ | ΠΕΡΙΓΡΑΦΗ ΠΡΟΪΟΝΤΟΣ | ΣΥΣΚΕΥΑΣΙΑ | ΤΙΜΗ ΜΟΝΑΔΟΣ ENEREL ΟΚΩΒΡΙΟΣ 2025
12-11-10250 | MAM1010250PP | ΚΛΕΜΑ ΛΕΥΚΗ 2,5mm² 12 πόλων | 10τμχ | 0.7725
12-11-10400 | MAM1010400PP | ΚΛΕΜΑ ΛΕΥΚΗ 4mm² 12 πόλων | 10τμχ | 0.8858
12-11-1010600 | MAM1010600PP | ΚΛΕΜΑ ΛΕΥΚΗ 6mm² 12 πόλων | 10τμχ | 1.2154
12-11-11600 | MAM1011600PP | ΚΛΕΜΑ ΛΕΥΚΗ 16mm² 12 πόλων | 10τμχ | 2.0909
12-11-12500 | MAM1012500PP | ΚΛΕΜΑ ΛΕΥΚΗ 25mm² 12 πόλων | 10τμχ | 4.7689
12-29-12030 | GNT-MSP1203A | Θερμοσυστελλόμενο μεσαίου πάχους με κόλλα, εσωτ. Διαμ. 12/3 | 1,22μ | 8.2297
12-29-16050 | GNT-MSP1605A | Θερμοσυστελλόμενο μεσαίου πάχους με κόλλα, εσωτ. Διαμ. 16/5 | 1,22μ | 9.9601
12-29-22060 | GNT-MSP2206A | Θερμοσυστελλόμενο μεσαίου πάχους με κόλλα, εσωτ. Διαμ. 22/6 | 1,22μ | 11.3609
12-29-33080 | GNT-MSP3308A | Θερμοσυστελλόμενο μεσαίου πάχους με κόλλα, εσωτ. Διαμ. 33/8 | 1,22μ | 12.5042
12-29-55160 | GNT-MSP5516A | Θερμοσυστελλόμενο μεσαίου πάχους με κόλλα, εσωτ. Διαμ. 55/16 | 1,22μ | 19.879
12-29-65190 | GNT-MSP6519A | Θερμοσυστελλόμενο μεσαίου πάχους με κόλλα, εσωτ. Διαμ. 65/19 | 1,22μ | 24.1535
12-29-75220 | GNT-MSP7522A | Θερμοσυστελλόμενο μεσαίου πάχους με κόλλα, εσωτ. Διαμ. 75/22 | 1,22μ | 33.4132
12-29-85250 | GNT-MSP8525A | Θερμοσυστελλόμενο μεσαίου πάχους με κόλλα, εσωτ. Διαμ. 85/25 | 1,22μ | 34.0827
12-29-95250 | GNT-MSP9525A | Θερμοσυστελλόμενο μεσαίου πάχους με κόλλα, εσωτ. Διαμ. 95/25 | 1,22μ | 52.0356
12-29-11534 | GNT-MSP11534A | Θερμοσυστελλόμενο μεσαίου πάχους με κόλλα, εσωτ. Διαμ. 115/34 | 1,22μ | 42.6111
12-29-14042 | GNT-MSP14042A | Θερμοσυστελλόμενο μεσαίου πάχους με κόλλα, εσωτ. Διαμ. 140/42 | 1,22μ | 68.1757
12-29-16050 0 | GNT-MSP16050A | Θερμοσυστελλόμενο μεσαίου πάχους με κόλλα, εσωτ. Διαμ. 160/50 | 1,22μ | 90.7842
12-29-18058 | GNT-MSP18058A | Θερμοσυστελλόμενο μεσαίου πάχους με κόλλα, εσωτ. Διαμ. 180/58 | 1,22μ | 107.3569
12-30-25121 | NST-P192515NE | Ταινία 25m Χ 19mm Μαύρη | 10 | 1.6583
12-30-25152 | NST-P192515BI | Ταινία 25m Χ 19mm Λευκή | 10 | 1.6583
12-30-25153 | NST-P192515BL | Ταινία 25m Χ 19mm Μπλέ | 10 | 1.6583
12-30-25154 | NST-P192515RO | Ταινία 25m Χ 19mm Κόκκινη | 10 | 1.6583
12-30-25155 | NST-P192515GR | Ταινία 25m Χ 19mm Γκρί | 10 | 1.6583
12-30-25156 | NST-P192515MA | Ταινία 25m Χ 19mm Καφέ | 10 | 1.6583
12-30-25157 | NST-P192515GV | Ταινία 25m Χ 19mm Κιτρινοπράσινη | 10 | 1.6583
12-30-90976 | NST-A190976EPR | Ταινία αυτοβουλκανιζόμενη 9m Χ 19mm | 1 | 11.0739
12-37-00150 | GCI150P | Μούφα ρητίνης (ΔΙΑΜ. ΚΑΛ) 7/15,ΓΙΑ ΚΑΛ. 4Χ2,5-5Χ1,5 | 1 | 12.4939
12-37-00025 | GCI025P | Μούφα ρητίνης (ΔΙΑΜ. ΚΑΛ) 7/16 ΓΙΑ ΚΑΛ 4Χ4-5Χ2,5 | 1 | 15.0607
12-37-00180 | GCI180P | Μούφα ρητίνης (ΔΙΑΜ. ΚΑΛ) 7/25 ΓΙΑ ΚΑΛ 4Χ16-5Χ10 | 1 | 15.3985
12-37-00210 | GCI210P | Μούφα ρητίνης (ΔΙΑΜ. ΚΑΛ) 10/31 ΓΙΑ ΚΑΛ 4Χ25-5Χ25 | 1 | 18.746
12-37-00260 | GCI260P | Μούφα ρητίνης (ΔΙΑΜ. ΚΑΛ) 15/29 ΓΙΑ ΚΑΛ 4Χ25-5Χ16 | 1 | 24.1329
12-37-00360 | GCI360P | Μούφα ρητίνης (ΔΙΑΜ. ΚΑΛ) 20/39 ΓΙΑ ΚΑΛ 4Χ50-5Χ35 | 1 | 34.6595
12-37-08000 | RES080P | Ρητίνη Πολυουρεθάνης 80ml | 1 | 11.1961
12-37-21000 | RES210P | Ρητίνη Πολυουρεθάνης 210ml | 1 | 14.7187
12-37-35000 | RES350P | Ρητίνη Πολυουρεθάνης 350ml | 1 | 18.0044
12-37-45000 | RES450P | Ρητίνη Πολυουρεθάνης 450ml | 1 | 19.6215
12-37-95500 | RES955P | Ρητίνη Πολυουρεθάνης 955ml | 1 | 40.2171
12-37-12000 | RES1200P | Ρητίνη Πολυουρεθάνης 1200ml | 1 | 46.4288
12-37-30000 | QUICKGEL300 | Gel μονοσυστατικό σε σωληνάριο 300g | 1 | 24.8539
12-37-31000 | TOPGEL1000 | Gel μονοσυστατικό σε δοχείο 1000g | 1 | 65.6625
12-37-32000 | DUOGELRTV200/L 5+5KG | GEL KIT 2 συστατικών 5+5 KG | 1 | 442.0966
ΤΙΜΗ 100τεμ.
12-03-08025 Β | FC08025B | Δεματικά 80x2.5mm Λευκό | 100 | 0.86005
12-03-08025 Ν | FC08025N | Δεματικά 80x2.5mm Μαύρο | 100 | 0.86005
12-03-10025 Β | FC10025B | Δεματικά 100x2.5mm Λευκό | 100 | 0.74594
12-03-10025 Ν | FC10025N | Δεματικά 100x2.5mm Μαύρο | 100 | 0.74594
12-03-14025 Β | FC14025B | Δεματικά 140x2.5mm Λευκό | 100 | 1.529
12-03-14025 N | FC14025N | Δεματικά 140x2.5mm Μαύρο | 100 | 1.529
12-03-16025 Β | FC16025B | Δεματικά 160x2.5mm Λευκό | 100 | 1.7308
12-03-16025 N | FC16025N | Δεματικά 160x2.5mm Μαύρο | 100 | 1.7308
12-03-20025 Β | FC20025B | Δεματικά 200x2.5mm Λευκό | 100 | 1.9724
12-03-20025 N | FC20025N | Δεματικά 200x2.5mm Μαύρο | 100 | 1.9724
12-03-15036 Β | FC15036B | Δεματικά 150x3.6mm Λευκό | 100 | 1.9724
12-03-15036 N | FC15036N | Δεματικά 150x3.6mm Μαύρο | 100 | 1.9724
12-03-20036 Β | FC20036B | Δεματικα 200x3.6mm Λευκό | 100 | 2.9201
12-03-20036 N | FC20036N | Δεματικα 200x3.6mm Μαύρο | 100 | 2.9201
12-03-25036 Β | FC25036B | Δεματικα 250x3.6mm Λευκό | 100 | 3.3448
12-03-25036 N | FC25036N | Δεματικα 250x3.6mm Μαύρο | 100 | 3.3448
12-03-30036 Β | FC30036B | Δεματικα 300x3.6mm Λευκό | 100 | 4.1571
12-03-30036 N | FC30036N | Δεματικα 300x3.6mm Μαύρο | 100 | 4.1571
12-03-37036 Β | FC37036B | Δεματικα 370x3.6mm Λευκό | 100 | 7.2821
12-03-37036 N | FC37036N | Δεματικα 370x3.6mm Μαύρο | 100 | 7.2821
12-03-16048 Β | FC16048B | Δεματικα 160x4.8mm Λευκό | 100 | 3.5741
12-03-16048 N | FC16048N | Δεματικα 160x4.8mm Μαύρο | 100 | 3.5741
12-03-20048 Β | FC20048B | Δεματικα 200x4.8mm Λευκό | 100 | 3.5041
12-03-20048 N | FC20048N | Δεματικα 200x4.8mm Μαύρο | 100 | 3.5041
12-03-25048 Β | FC25048B | Δεματικα 250x4.8mm Λευκό | 100 | 5.3623
12-03-25048 N | FC25048N | Δεματικα 250x4.8mm Μαύρο | 100 | 5.3623
12-03-30048 Β | FC30048B | Δεματικα 300x4.8mm Λευκό | 100 | 5.925
12-03-30048 N | FC30048N | Δεματικα 300x4.8mm Μαύρο | 100 | 5.925
12-03-37048 Β | FC37048B | Δεματικα 370x4.8mm Λευκό | 100 | 7.3957
12-03-37048 N | FC37048N | Δεματικα 370x4.8mm Μαύρο | 100 | 7.3957
12-03-43048 Β | FC43048B | Δεματικα 430x4.8mm Λευκό | 100 | 11.363
12-03-43048 N | FC43048N | Δεματικα 430x4.8mm Μαύρο | 100 | 11.363
12-03-53048 Β | FC53048B | Δεματικα 530x4.8mm Λευκό | 100 | 20.5753
12-03-53048 N | FC53048N | Δεματικα 530x4.8mm Μαύρο | 100 | 20.5753
12-03-20076 Β | FC20076B | Δεματικα 200x7.6mm Λευκό | 100 | 10.0157
12-03-20076 N | FC20076N | Δεματικα 200x7.6mm Μαύρο | 100 | 10.0157
12-03-30076 Β | FC30076B | Δεματικα 300x7.6mm Λευκό | 100 | 12.6433
12-03-30076 N | FC30076N | Δεματικα 300x7.6mm Μαύρο | 100 | 12.6433
12-03-37076 Β | FC37076B | Δεματικα 370x7.6mm Λευκό | 100 | 15.1379
12-03-37076 N | FC37076N | Δεματικα 370x7.6mm Μαύρο | 100 | 15.1379
12-03-45076 Β | FC45076B | Δεματικα 450x7.6mm Λευκό | 100 | 21.5785
12-03-45076 N | FC45076N | Δεματικα 450x7.6mm Μαύρο | 100 | 21.5785
12-03-53076 Β | FC53076B | Δεματικα 530x7.6mm Λευκό | 100 | 27.1879
12-03-53076 N | FC53076N | Δεματικα 530x7.6mm Μαύρο | 100 | 27.1879
12-03-78076 Β | FC78076B | Δεματικα 780x7.6mm Λευκό | 100 | 39.8126
12-03-78076 N | FC78076N | Δεματικα 780x7.6mm Μαύρο | 100 | 39.8126
12-03-01919 Ν/B | FCB1919N/B | Βάση δεματικών 19χ19 Μαύρη/Λευκή | 100 | 9.0022
12-03-02727 N/Β | FCB2727N/B | Βάση δεματικών 27χ27 Μαύρη/Λευκή | 100 | 12.3806
12-37-04010 | SND-N040.10TI | Ατσαλίνα Μαύρη 10μ. Φ4 | 1 | 9.2597
12-37-03010 | SND-N030.10TI | Ατσαλίνα Μαύρη 10μ. Φ3 | 1 | 6.2109
12-37-03015 | SND-N030.15TI | Ατσαλίνα Μαύρη 15μ. Φ3 | 1 | 7.2512
12-37-03020 | SND-N030.20TI | Ατσαλίνα Μαύρη 20μ. Φ3 | 1 | 8.2194
12-37-03025 | SND-N030.25TI | Ατσαλίνα Μαύρη 25μ. Φ3 | 1 | 9.3936
12-37-03030 | SND-N030.30TI | Ατσαλίνα Μαύρη 30μ. Φ3 | 1 | 10.403
12-37-25000 | BREAK 25 | Μούφα με μονοσυστατικό τζελ IP68 για καλ. 1Χ1,5 - 1Χ25 | 5 | 10.6811
12-37-30001 | BREAK 30 | Μούφα με μονοσυστατικό τζελ IP68 για καλ. 1Χ1,5 - 1Χ50 | 5 | 13.1222
12-37-50000 | BREAK 50 | Μούφα με μονοσυστατικό τζελ IP68 για καλ. 1Χ10 - 4Χ10 | 3 | 18.4988
12-37-10000 | BREAK100 | Μούφα με μονοσυστατικό τζελ IP68 για καλ. 1Χ35 - 4Χ25 | 2 | 49.1825
| BREAK50Y | Μούφα Y με μονοσυστατικό τζελ IP68 για καλ. 1Χ6 - 4Χ16 | 2 | 31.3532
12-11-34013 | J340-13 | Ταχυσύνδεσμος μέσα σε gel 1x3 για καλ. 0,75-4 | 1 | 6.8186
12-11-34022 | J340-22 | Ταχυσύνδεσμος μέσα σε gel 2x2 για καλ. 0,75-4 | 1 | 10.5266
12-11-54015 | J540-15 | Ταχυσύνδεσμος μέσα σε gel 1x5 για καλ. 0,75-4 | 1 | 11.0416
12-11-01052 | CM1052 | Τερματικό μπλόκ διανομής διπολικό 7 οπών 100Α | 1 | 12.5866
12-11-01152 | CM1152 | Τερματικό μπλόκ διανομής διπολικό 11 οπών 125Α | 1 | 15.3779
12-11-01252 | CM1252 | Τερματικό μπλόκ διανομής διπολικό 15 οπών 125Α | 1 | 18.4988
12-11-01054 | CM1054 | Τερματικό μπλόκ διανομής τετραπολικό 7 οπών 100Α | 1 | 15.8208
12-11-01154 | CM1154 | Τερματικό μπλόκ διανομής τετραπολικό 11 οπών 125Α | 1 | 22.3613
12-11-01254 | CM1254 | Τερματικό μπλόκ διανομής τετραπολικό 15 οπών 125Α | 1 | 30.6322
12-11-01609 | CM1609 | Τερματικό μπλόκ διανομής τετραπολικό 9 οπών 160Α | 1 | 47.0195
12-11-01614 | CM1614 | Τερματικό μπλόκ διανομής τετραπολικό 14 οπών 160Α | 1 | 55.311
12-11-01007 | CM1007 | Κλέμα διαφανής 7 οπών για καλ. 1,5 εώς 10mm² | 10 | 3.2342
12-11-01007 Β | CM1007B | Κλέμα ουδετέρου 11 οπών για καλ. 1,5 εώς 10mm² | 10 | 3.5432
12-11-01007 V | CM1007V | Κλέμα γείωσης 11 οπών για καλ. 1,5 εώς 10mm² | 10 | 3.5432
12-11-01011 | CM1011 | Κλέμα διαφανής 11 οπών για καλ. 1,5 εώς 10mm² | 10 | 4.7586
12-11-01011 Β | CM1011B | Κλέμα ουδετέρου 11 οπών για καλ. 1,5 εώς 10mm² | 10 | 5.2221
12-11-01011 V | CM1011V | Κλέμα γείωσης 11 οπών για καλ. 1,5 εώς 10mm² | 10 | 5.2221
12-11-01015 | CM1015 | Κλέμα διαφανής 15 οπών για καλ. 1,5 εώς 10mm² | 10 | 5.459
12-11-01015 V | CM1015V | Κλέμα γείωσης 15 οπών για καλ. 1,5 εώς 10mm² | 10 | 5.974
12-11-01015 Β | CM1015Β | Κλέμα ουδετέρου 15 οπών για καλ. 1,5 εώς 10mm² | 10 | 5.974
12-11-00004 | C04 | Κλέμα μονοπολική διαφανής για καλ. 2X1,5mm² | 10 | 0.8961
12-11-00005 | C05 | Κλέμα μονοπολική διαφανής για καλ. 3X2,5mm² | 10 | 0.9167
12-11-00006 | C06 | Κλέμα μονοπολική διαφανής για καλ. 3X4mm² | 10 | 1.1639
12-11-00007 | C07 | Κλέμα μονοπολική διαφανής για καλ. 2X6mm² | 10 | 1.3493
12-11-00009 | C09 | Κλέμα μονοπολική διαφανής για καλ. 2X10mm² | 10 | 2.2763
12-11-00000 | C00 | Κλέμα μονοπολική διαφανής για καλ. 2X16mm² | 10 | 5.3148
12-11-00025 | C25 | Κλέμα μονοπολική διαφανής για καλ. 2X25mm² | 1 | 3.0385
12-11-00035 | C35 | Κλέμα μονοπολική διαφανής για καλ. 2X35mm² | 1 | 3.914
12-11-00050 | C50 | Κλέμα μονοπολική διαφανής για καλ. 2X50mm² | 1 | 6.5178
12-11-00070 | C70 | Κλέμα μονοπολική διαφανής για καλ. 2X70mm² | 1 | 9.3936
12-11-00304 | MP304 | ΚΑΨΕΣ 6ΜΜ | 20 | 1.3596
12-11-00604 | MP604 | ΚΑΨΕΣ 10ΜΜ | 10 | 1.957
12-11-22230 | MRL222-3 | Κλέμα ταχείας σύνδεσης 3Θ 24Α 3Χ4mm² Μεγ. Διατομή | 50 | 0.4326
12-11-22250 | MRL222-5 | Κλέμα ταχείας σύνδεσης 5Θ 24Α 5Χ4mm² Μέγ. Διατομή | 25 | 0.824
12-11-00402 | ML0402 | Κλέμα ταχείας σύνδεσης 2Θ 32Α 2Χ4mm² Μεγ. Διατομή | 100 | 0.5974
12-11-00403 | ML0403 | Κλέμα ταχείας σύνδεσης 3Θ 32Α 3Χ4mm² Μεγ. Διατομή | 50 | 0.7107
12-11-00405 | ML0405 | Κλέμα ταχείας σύνδεσης 5Θ 32Α 5Χ4mm² Μεγ. Διατομή | 25 | 1.1948
12-36-00605 | CPC-T0605 | ΑΚΡΟΔΕΚΤΗΣ 6τ.χ. Φ5,2 | 100 | 0.33475
12-36-00606 | CPC-T0606 | ΑΚΡΟΔΕΚΤΗΣ 6τ.χ. Φ6,5 | 100 | 0.33475
12-36-00608 | CPC-T0608 | ΑΚΡΟΔΕΚΤΗΣ 6τ.χ. Φ8,4 | 100 | 0.38213
12-36-00610 | CPC-T0610 | ΑΚΡΟΔΕΚΤΗΣ 6τ.χ. Φ10,5 | 100 | 0.44908
12-36-01006 | CPC-T1006 | ΑΚΡΟΔΕΚΤΗΣ 10τ.χ. Φ6,5 | 100 | 0.30591
12-36-01008 | CPC-T1008 | ΑΚΡΟΔΕΚΤΗΣ 10τ.χ. Φ8,4 | 100 | 0.33475
12-36-01010 | CPC-T1010 | ΑΚΡΟΔΕΚΤΗΣ 10τ.χ. Φ10,5 | 100 | 0.38213
12-36-01606 | CPC-T1606 | ΑΚΡΟΔΕΚΤΗΣ 16τ.χ. Φ6,5 | 100 | 0.33475
12-36-01608 | CPC-T1608 | ΑΚΡΟΔΕΚΤΗΣ 16τ.χ. Φ8,4 | 100 | 0.34402
12-36-01610 | CPC-T1610 | ΑΚΡΟΔΕΚΤΗΣ 16τ.χ. Φ10,5 | 100 | 0.38316
12-36-01612 | CPC-T1612 | ΑΚΡΟΔΕΚΤΗΣ 16τ.χ. Φ13 | 100 | 0.44908
12-36-02506 0 | CPC-T2506 | ΑΚΡΟΔΕΚΤΗΣ 25τ.χ. Φ6,5 | 100 | 0.45835
12-36-02508 | CPC-T2508 | ΑΚΡΟΔΕΚΤΗΣ 25τ.χ. Φ8,4 | 100 | 0.44908
12-36-02510 | CPC-T2510 | ΑΚΡΟΔΕΚΤΗΣ 25τ.χ. Φ10,5 | 100 | 0.50676
12-36-02512 | CPC-T2512 | ΑΚΡΟΔΕΚΤΗΣ 25τ.χ. Φ13 | 100 | 0.55414
12-36-03506 | CPC-T3506 | ΑΚΡΟΔΕΚΤΗΣ 35τ.χ Φ6,5 | 100 | 0.6592
12-36-03508 | CPC-T3508 | ΑΚΡΟΔΕΚΤΗΣ 35τ.χ Φ8,4 | 100 | 0.71688
12-36-03510 | CPC-T3510 | ΑΚΡΟΔΕΚΤΗΣ 35τ.χ. Φ10,5 | 100 | 0.74572
12-36-03512 | CPC-T3512 | ΑΚΡΟΔΕΚΤΗΣ 35τ.χ. Φ12 | 100 | 0.82194
12-36-05008 | CPC-T5008 | ΑΚΡΟΔΕΚΤΗΣ 50τ.χ. Φ8,4 | 100 | 0.9991
12-36-05010 | CPC-T5010 | ΑΚΡΟΔΕΚΤΗΣ 50τ.χ. Φ10 | 100 | 0.96511
12-36-05012 | CPC-T5012 | ΑΚΡΟΔΕΚΤΗΣ 50τ.χ. Φ12 | 100 | 1.0609
12-36-07008 | CPC-T7008 | ΑΚΡΟΔΕΚΤΗΣ 70τ.χ. Φ8,4 | 100 | 1.2329
12-36-07010 | CPC-T7010 | ΑΚΡΟΔΕΚΤΗΣ 70τ.χ. Φ10,5 | 100 | 1.3287
12-36-07012 | CPC-T7012 | ΑΚΡΟΔΕΚΤΗΣ 70τ.χ. Φ13 | 100 | 1.4142
12-36-09508 | CPC-T9508 | ΑΚΡΟΔΕΚΤΗΣ 95τ.χ. Φ8,4 | 50 | 2.0064
12-36-09510 | CPC-T9510 | ΑΚΡΟΔΕΚΤΗΣ 95τ.χ. Φ10,5 | 50 | 2.0085
12-36-09512 | CPC-T9512 | ΑΚΡΟΔΕΚΤΗΣ 95τ.χ. Φ12 | 50 | 1.9158
12-36-12010 | CPC-T12010 | ΑΚΡΟΔΕΚΤΗΣ 120τ.χ. Φ10,5 | 50 | 2.542
12-36-12012 | CPC-T12012 | ΑΚΡΟΔΕΚΤΗΣ 120τ.χ. Φ12 | 50 | 2.4102
12-36-12014 | CPC-T12014 | ΑΚΡΟΔΕΚΤΗΣ 150τ.χ. Φ14 | 50 | 2.9664
12-36-12016 | CPC-T12016 | ΑΚΡΟΔΕΚΤΗΣ 150τ.χ. Φ16 | 50 | 2.9623
12-36-15010 | CPC-T15010 | ΑΚΡΟΔΕΚΤΗΣ 150τ.χ. Φ10,5 | 50 | 3.7368
12-36-15012 | CPC-T15012 | ΑΚΡΟΔΕΚΤΗΣ 150τ.χ. Φ12 | 50 | 3.3372
12-36-15014 | CPC-T15014 | ΑΚΡΟΔΕΚΤΗΣ 150τ.χ. Φ14 | 50 | 4.1715
12-36-18510 | CPC-T18510 | ΑΚΡΟΔΕΚΤΗΣ 180τ.χ. Φ10,5 | 10 | 5.323
12-36-18512 | CPC-T18512 | ΑΚΡΟΔΕΚΤΗΣ 180τ.χ. Φ12 | 10 | 5.2839
12-36-18514 | CPC-T18514 | ΑΚΡΟΔΕΚΤΗΣ 185τ.χ. Φ14 | 10 | 5.6856
12-36-24010 | CPC-T24010 | ΑΚΡΟΔΕΚΤΗΣ 240τ.χ. Φ10,5 | 10 | 6.0688
12-36-24012 | CPC-T24012 | ΑΚΡΟΔΕΚΤΗΣ 240τ.χ. Φ13 | 10 | 6.5271
12-36-24014 | CPC-T24014 | ΑΚΡΟΔΕΚΤΗΣ 240τ.χ. Φ14,5 | 10 | 7.3542
12-36-00006 | CNT-TTN06CU | ΣΩΛΗΝΑΚΙ ΤΕΡΜΑΤΟΣ ΓΥΜΝΟ 6τ.χ - 25χιλ μήκος | 100 | 0.16047
12-36-00010 | CNT-TTN10CU | ΣΩΛΗΝΑΚΙ ΤΕΡΜΑΤΟΣ ΓΥΜΝΟ 10τ.χ - 30χιλ μήκος | 100 | 0.21414
12-36-00016 | CNT-TTN16CU | ΣΩΛΗΝΑΚΙ ΤΕΡΜΑΤΟΣ ΓΥΜΝΟ 16τ.χ - 35χιλ μήκος | 100 | 0.30478
12-36-00025 | CNT-TTN25CU | ΣΩΛΗΝΑΚΙ ΤΕΡΜΑΤΟΣ ΓΥΜΝΟ 25τ.χ - 40χιλ μήκος | 100 | 0.50779
12-36-00035 | CNT-TTN35CU | ΣΩΛΗΝΑΚΙ ΤΕΡΜΑΤΟΣ ΓΥΜΝΟ 35τ.χ - 45χιλ μήκος | 50 | 0.80185
12-36-00050 | CNT-TTN50CU | ΣΩΛΗΝΑΚΙ ΤΕΡΜΑΤΟΣ ΓΥΜΝΟ 50τ.χ - 50χιλ μήκος | 50 | 1.1756
12-36-00070 | CNT-TTN70CU | ΣΩΛΗΝΑΚΙ ΤΕΡΜΑΤΟΣ ΓΥΜΝΟ 70τ.χ - 55χιλ μήκος | 10 | 1.6569
12-36-00095 | CNT-TTN95CU | ΣΩΛΗΝΑΚΙ ΤΕΡΜΑΤΟΣ ΓΥΜΝΟ 95τ.χ - 60χιλ μήκος | 10 | 2.244
12-36-00120 | CNT-TTN120CU | ΣΩΛΗΝΑΚΙ ΤΕΡΜΑΤΟΣ ΓΥΜΝΟ 120τ.χ - 65χιλ μήκος | 10 | 3.366
12-36-00150 | CNT-TTN150CU | ΣΩΛΗΝΑΚΙ ΤΕΡΜΑΤΟΣ ΓΥΜΝΟ 150τ.χ - 70χιλ μήκος | 10 | 4.2744
12-36-00185 | CNT-TTN185CU | ΣΩΛΗΝΑΚΙ ΤΕΡΜΑΤΟΣ ΓΥΜΝΟ 185τ.χ - 75χιλ μήκος | 10 | 5.236
12-36-00240 | CNT-TTN240CU | ΣΩΛΗΝΑΚΙ ΤΕΡΜΑΤΟΣ ΓΥΜΝΟ 240τ.χ - 80χιλ μήκος | 5 | 7.1069
TIMH 100TEM
12-36-15050 | CPC-O15050 | ΑΚΡΟΔΕΚΤΗΣ ΟΠΗΣ 0,5 - 1,5τ.χ Φ 5,3 ΚΟΚΚΙΝΟ | 100 | 6.2727
12-36-15060 | CPC-O15060 | ΑΚΡΟΔΕΚΤΗΣ ΟΠΗΣ 0,5 - 1,5τ.χ Φ 6,5 ΚΟΚΚΙΝΟ | 100 | 9.167
12-36-15080 | CPC-O15080 | ΑΚΡΟΔΕΚΤΗΣ ΟΠΗΣ 0,5 - 1,5τ.χ Φ 8,4 ΚΟΚΚΙΝΟ | 100 | 10.0528
12-36-15100 | CPC-O15100 | ΑΚΡΟΔΕΚΤΗΣ ΟΠΗΣ 0,5 - 1,5τ.χ Φ 10,5 ΚΟΚΚΙΝΟ | 100 | 19.9511
12-36-25050 | CPC-O25050 | ΑΚΡΟΔΕΚΤΗΣ ΟΠΗΣ 1,5 - 2,5τ.χ Φ 5,3 ΜΠΛΕ | 100 | 7.6529
12-36-25060 | CPC-O25060 | ΑΚΡΟΔΕΚΤΗΣ ΟΠΗΣ 1,5 - 2,5τ.χ Φ 6,5 ΜΠΛΕ | 100 | 9.7747
12-36-25080 | CPC-O25080 | ΑΚΡΟΔΕΚΤΗΣ ΟΠΗΣ 1,5 - 2,5τ.χ Φ 8,4 ΜΠΛΕ | 100 | 8.8786
12-36-25100 | CPC-O25100 | ΑΚΡΟΔΕΚΤΗΣ ΟΠΗΣ 1,5 - 2,5τ.χ Φ 10,5 ΜΠΛΕ | 100 | 20.1674
12-36-25120 | CPC-O25120 | ΑΚΡΟΔΕΚΤΗΣ ΟΠΗΣ 1,5 - 2,5τ.χ Φ 13 ΜΠΛΕ | 100 | 21.7845
12-36-06060 | CPC-O06060 | ΑΚΡΟΔΕΚΤΗΣ ΟΠΗΣ 4 - 6τ.χ Φ 6,5 ΚΙΤΡΙΝΟ | 100 | 14.832
12-36-06080 | CPC-O06080 | ΑΚΡΟΔΕΚΤΗΣ ΟΠΗΣ 4 - 6τ.χ Φ 8,4 ΚΙΤΡΙΝΟ | 100 | 16.7169
12-36-06100 | CPC-O06100 | ΑΚΡΟΔΕΚΤΗΣ ΟΠΗΣ 4 - 6τ.χ Φ 10,5 ΚΙΤΡΙΝΟ | 100 | 16.1813
12-36-06120 | CPC-O06120 | ΑΚΡΟΔΕΚΤΗΣ ΟΠΗΣ 4 - 6τ.χ Φ 13 ΚΙΤΡΙΝΟ | 100 | 31.5386
12-36-15030 F | CPC-F15030 | ΑΚΡΟΔΕΚΤΗΣ ΔΙΧΑΛΟ 0,5 - 1,5τ.χ Φ 3,2 ΚΟΚΚΙΝΟ | 100 | 5.9946
12-36-15040 F | CPC-F15040 | ΑΚΡΟΔΕΚΤΗΣ ΔΙΧΑΛΟ 0,5 - 1,5τ.χ Φ 4,3 ΚΟΚΚΙΝΟ | 100 | 7.107
12-36-15080 F | CPC-F15080 | ΑΚΡΟΔΕΚΤΗΣ ΔΙΧΑΛΟ 0,5 - 1,5τ.χ Φ 8,4 ΚΟΚΚΙΝΟ | 100 | 13.5136
12-36-25030 F | CPC-F25030 | ΑΚΡΟΔΕΚΤΗΣ ΔΙΧΑΛΟ 1,5 - 2,5τ.χ Φ 3,2 ΜΠΛΕ | 100 | 7.4778
12-36-25040 F | CPC-F25040 | ΑΚΡΟΔΕΚΤΗΣ ΔΙΧΑΛΟ 1,5 - 2,5τ.χ Φ 4,3 ΜΠΛΕ | 100 | 7.6014
12-36-25080 F | CPC-F25080 | ΑΚΡΟΔΕΚΤΗΣ ΔΙΧΑΛΟ 1,5 - 2,5τ.χ Φ 8,4 ΜΠΛΕ | 100 | 13.7299
12-36-06035 F | CPC-F06035 | ΑΚΡΟΔΕΚΤΗΣ ΔΙΧΑΛΟ 4 - 6τ.χ Φ 3,7 ΚΙΤΡΙΝΟ | 100 | 13.2973
12-36-06060 F | CPC-F06060 | ΑΚΡΟΔΕΚΤΗΣ ΔΙΧΑΛΟ 4 - 6τ.χ Φ 6,4 ΚΙΤΡΙΝΟ | 100 | 18.0765
12-36-06080 F | CPC-F06080 | ΑΚΡΟΔΕΚΤΗΣ ΔΙΧΑΛΟ 4 - 6τ.χ Φ 8,4 ΚΙΤΡΙΝΟ | 100 | 18.0662
12-36-15630 8 | CPC-FS15.6308 | ΑΚΡΟΔΕΚΤΗΣ ΦΑΣΤΟΝ ΘΗΛ. 0,5 - 1,5τ.χ ΚΟΚΚΙΝΟ | 100 | 11.227
12-36-25630 8 | CPC-FS25.6308 | ΑΚΡΟΔΕΚΤΗΣ ΦΑΣΤΟΝ ΘΗΛ. 1,5 - 2,5τ.χ ΜΠΛΕ | 100 | 11.3712
12-36-06630 8 | CPC-FS06.6308 | ΑΚΡΟΔΕΚΤΗΣ ΦΑΣΤΟΝ ΘΗΛ. 4 - 6τ.χ ΚΙΤΡΙΝΟ | 100 | 16.1298
12-36-156308Ι | CPC-FS15.6308I | ΑΚΡΟΔΕΚΤΗΣ ΦΑΣΤΟΝ ΘΗΛ. ΠΛ. ΜΟΝΩΣΗ 0,5 - 1,5τ.χ ΚΟΚΚΙΝΟ | 100 | 14.4406
12-36-256308Ι | CPC-FS25.6308I | ΑΚΡΟΔΕΚΤΗΣ ΦΑΣΤΟΝ ΘΗΛ. ΠΛ. ΜΟΝΩΣΗ 1,5 - 2,5τ.χ ΜΠΛΕ | 100 | 14.7702
12-36-066308Ι | CPC-FS06.6308I | ΑΚΡΟΔΕΚΤΗΣ ΦΑΣΤΟΝ ΘΗΛ. ΠΛ. ΜΟΝΩΣΗ 4 - 6τ.χ ΚΙΤΡΙΝΟ | 100 | 19.3125
12-36-02506 | PTL-02506 | ΣΩΛΗΝΑΚΙΑ ΤΕΡΜΑΤΟΣ 0,25τ.χ 6χ. ΜΩΒ | 100 | 3.2033
12-36-05008ΡΤ | PTL-05008 | ΣΩΛΗΝΑΚΙΑ ΤΕΡΜΑΤΟΣ 0,50τ.χ 8χ. ΛΕΥΚΟ | 100 | 1.4214
12-36-05010ΡΤ | PTL-05010 | ΣΩΛΗΝΑΚΙΑ ΤΕΡΜΑΤΟΣ 0,50τ.χ 10χ. ΛΕΥΚΟ | 100 | 4.3054
12-36-07508ΡΤ | PTL-07508 | ΣΩΛΗΝΑΚΙΑ ΤΕΡΜΑΤΟΣ 0,75τ.χ 8χ. ΓΚΡΙ | 100 | 1.4214
12-36-07512ΡΤ | PTL-07512 | ΣΩΛΗΝΑΚΙΑ ΤΕΡΜΑΤΟΣ 0,75τ.χ 12χ. ΓΚΡΙ | 100 | 4.223
12-36-01008ΡΤ | PTL-01008 | ΣΩΛΗΝΑΚΙΑ ΤΕΡΜΑΤΟΣ 1τ.χ 8χ. ΚΟΚΚΙΝΟ | 100 | 1.4214
12-36-01012ΡΤ | PTL-01012 | ΣΩΛΗΝΑΚΙΑ ΤΕΡΜΑΤΟΣ 1τ.χ 12χ. ΚΟΚΚΙΝΟ | 100 | 5.2839
12-36-01508ΡΤ | PTL-01508 | ΣΩΛΗΝΑΚΙΑ ΤΕΡΜΑΤΟΣ 1,5τ.χ 8χ. ΜΩΒ | 100 | 1.4214
12-36-01510ΡΤ | PTL-01510 | ΣΩΛΗΝΑΚΙΑ ΤΕΡΜΑΤΟΣ 1,5τ.χ 10χ. ΜΩΒ | 100 | 3.8831
12-36-01512ΡΤ | PTL-01512 | ΣΩΛΗΝΑΚΙΑ ΤΕΡΜΑΤΟΣ 1,5τ.χ 12χ. ΜΩΒ | 100 | 5.0058
12-36-02508ΡΤ | PTL-02508 | ΣΩΛΗΝΑΚΙΑ ΤΕΡΜΑΤΟΣ 2,5τ.χ 8χ. ΜΠΛΕ | 100 | 1.7716
12-36-02512ΡΤ | PTL-02512 | ΣΩΛΗΝΑΚΙΑ ΤΕΡΜΑΤΟΣ 2,5τ.χ 12χ. ΜΠΛΕ | 100 | 5.0058
12-36-04010ΡΤ | PTL-04010 | ΣΩΛΗΝΑΚΙΑ ΤΕΡΜΑΤΟΣ 4τ.χ 10χ. ΓΚΡΙ | 100 | 2.9046
12-36-04018ΡΤ | PTL-04018 | ΣΩΛΗΝΑΚΙΑ ΤΕΡΜΑΤΟΣ 4τ.χ 18χ. ΓΚΡΙ | 100 | 7.7353
12-36-06012ΡΤ | PTL-06012 | ΣΩΛΗΝΑΚΙΑ ΤΕΡΜΑΤΟΣ 6τ.χ 12χ. ΚΙΤΡΙΝΟ | 100 | 4.5732
12-36-06018ΡΤ | PTL-06018 | ΣΩΛΗΝΑΚΙΑ ΤΕΡΜΑΤΟΣ 6τ.χ 18χ. ΚΙΤΡΙΝΟ | 100 | 10.1043
12-36-10012ΡΤ | PTL-10012 | ΣΩΛΗΝΑΚΙΑ ΤΕΡΜΑΤΟΣ 10τ.χ 12χ. ΚΟΚΚΙΝΟ | 100 | 6.9731
12-36-10018ΡΤ | PTL-10018 | ΣΩΛΗΝΑΚΙΑ ΤΕΡΜΑΤΟΣ 10τ.χ 18χ. ΚΟΚΚΙΝΟ | 100 | 11.9274
12-36-16012ΡΤ | PTL-16012 | ΣΩΛΗΝΑΚΙΑ ΤΕΡΜΑΤΟΣ 16τ.χ 12χ. ΜΠΛΕ | 100 | 8.4254
12-36-16018ΡΤ | PTL-16018 | ΣΩΛΗΝΑΚΙΑ ΤΕΡΜΑΤΟΣ 16τ.χ 18χ. ΜΠΛΕ | 100 | 15.0174
12-36-25016ΡΤ | PTL-25016* | ΣΩΛΗΝΑΚΙΑ ΤΕΡΜΑΤΟΣ 25τ.χ 16χ. ΚΙΤΡΙΝΟ | 50 | 24.9569
12-36-35016ΡΤ | PTL-35016* | ΣΩΛΗΝΑΚΙΑ ΤΕΡΜΑΤΟΣ 35τ.χ 16χ. ΚΟΚΚΙΝΟ | 50 | 24.9569
12-36-50025ΡΤ | PTL-50025** | ΣΩΛΗΝΑΚΙΑ ΤΕΡΜΑΤΟΣ 50τ.χ 25χ. ΜΠΛΕ | 25 | 49.0589
12-36-70020ΡΤ | PTL-70020** | ΣΩΛΗΝΑΚΙΑ ΤΕΡΜΑΤΟΣ 70τ.χ 20χ. ΚΙΤΡΙΝΟ | 25 | 112.0846
12-36-95025 | PTL-95025** | ΣΩΛΗΝΑΚΙΑ ΤΕΡΜΑΤΟΣ 95τ.χ 25χ. ΚΟΚΚΙΝΟ | 25 | 165.315
12-36-01202 7 | PTL-012027** | ΣΩΛΗΝΑΚΙΑ ΤΕΡΜΑΤΟΣ 120τ.χ 27χ. ΜΠΛΕ | 25 | 222.892
12-36-01503 2 | PTL-015032** | ΣΩΛΗΝΑΚΙΑ ΤΕΡΜΑΤΟΣ 150τ.χ 32χ. ΚΙΤΡΙΝΟ | 25 | 227.5023
12-36-05150 S | PTL-S0515 | ΑΚΡΟΔΕΚΤΗΣ ΑΚΙΔΑΣ 0,5 - 1,5τ.χ ΚΟΚΚΙΝΟ | 100 | 10.4751
12-36-015250S | PTL-S1525 | ΑΚΡΟΔΕΚΤΗΣ ΑΚΙΔΑΣ 1,5 - 2,5τ.χ ΜΠΛΕ | 100 | 11.1549
12-36-40600 S | PTL-S4060 | ΑΚΡΟΔΕΚΤΗΣ ΑΚΙΔΑΣ 4 - 6τ.χ ΚΙΤΡΙΝΟ | 100 | 17.0362
12-36-05150ΤΡ | CNT-TP0515 | ΣΩΛΗΝΑΚΙΑ ΤΕΡΜΑΤΟΣ ΠΛ. ΜΟΝΩΣΗ 0,5 - 1,5 ΚΟΚΚΙΝΟ | 100 | 9.476
12-36-15250ΤΡ | CNT-TP1525 | ΣΩΛΗΝΑΚΙΑ ΤΕΡΜΑΤΟΣ ΠΛ. ΜΟΝΩΣΗ 1,5 - 2,5 ΜΠΛΕ | 100 | 11.1343
12-36-04060ΤΡ | CNT-TP0406 | ΣΩΛΗΝΑΚΙΑ ΤΕΡΜΑΤΟΣ ΠΛ. ΜΟΝΩΣΗ 4 - 6 ΚΙΤΡΙΝΟ | 100 | 17.6748
12-36-06100ΤΡ | CNT-TP0610 | ΣΩΛΗΝΑΚΙΑ ΤΕΡΜΑΤΟΣ ΠΛ. ΜΟΝΩΣΗ 6 - 10 ΚΟΚΚΙΝΟ | 100 | 44.4651
12-36-156308Μ | CPC-M15.6308 | ΑΚΡΟΔΕΚΤΗΣ ΦΑΣΤΟΝ ΑΡΣΕΝΙΚΟΣ 0,5 - 1,5τ.χ ΚΟΚΚΙΝΟ | 100 | 10.6605
12-36-256308Μ | CPC-M25.6308 | ΑΚΡΟΔΕΚΤΗΣ ΦΑΣΤΟΝ ΑΡΣΕΝΙΚΟΣ 1,5 - 2,5τ.χ ΜΠΛΕ | 100 | 10.8047
12-36-066308Μ | CPC-M06.6308 | ΑΚΡΟΔΕΚΤΗΣ ΦΑΣΤΟΝ ΑΡΣΕΝΙΚΟΣ 4 - 6τ.χ ΚΙΤΡΙΝΟ | 100 | 15.3367
TIMH BLISTER 20TEM
12-36-15050ΒL | CPC-O15050BL | ΑΚΡΟΔΕΚΤΗΣ ΟΠΗΣ 0,5 - 1,5τ.χ Φ 5,3 ΚΟΚΚΙΝΟ BLISTER | 20 | 2.4514
12-36-15060ΒL | CPC-O15060BL | ΑΚΡΟΔΕΚΤΗΣ ΟΠΗΣ 0,5 - 1,5τ.χ Φ 6,5 ΚΟΚΚΙΝΟ BLISTER | 20 | 3.3475
12-36-15080ΒL | CPC-O15080BL | ΑΚΡΟΔΕΚΤΗΣ ΟΠΗΣ 0,5 - 1,5τ.χ Φ 8,4 ΚΟΚΚΙΝΟ BLISTER | 20 | 3.0282
12-36-15100ΒL | CPC-O15100BL | ΑΚΡΟΔΕΚΤΗΣ ΟΠΗΣ 0,5 - 1,5τ.χ Φ 10,5 ΚΟΚΚΙΝΟ BLISTER | 20 | 3.7183
12-36-25050ΒL | CPC-O25050BL | ΑΚΡΟΔΕΚΤΗΣ ΟΠΗΣ 1,5 - 2,5τ.χ Φ 5,3 ΜΠΛΕ BLISTER | 20 | 2.9664
12-36-25060ΒL | CPC-O25060BL | ΑΚΡΟΔΕΚΤΗΣ ΟΠΗΣ 1,5 - 2,5τ.χ Φ 6,5 ΜΠΛΕ BLISTER | 20 | 3.3166
12-36-25080ΒL | CPC-O25080BL | ΑΚΡΟΔΕΚΤΗΣ ΟΠΗΣ 1,5 - 2,5τ.χ Φ 8,4 ΜΠΛΕ BLISTER | 20 | 3.1724
12-36-25100ΒL | CPC-O25100BL | ΑΚΡΟΔΕΚΤΗΣ ΟΠΗΣ 1,5 - 2,5τ.χ Φ 10,5 ΜΠΛΕ BLISTER | 20 | 3.3784
12-36-25120ΒL | CPC-O25120BL | ΑΚΡΟΔΕΚΤΗΣ ΟΠΗΣ 1,5 - 2,5τ.χ Φ 13 ΜΠΛΕ BLISTER | 20 | 4.3466
12-36-06060ΒL | CPC-O06060BL | ΑΚΡΟΔΕΚΤΗΣ ΟΠΗΣ 4 - 6τ.χ Φ 6,5 ΚΙΤΡΙΝΟ BLISTER | 20 | 4.1921
12-36-06080ΒL | CPC-O06080BL | ΑΚΡΟΔΕΚΤΗΣ ΟΠΗΣ 4 - 6τ.χ Φ 8,4 ΚΙΤΡΙΝΟ BLISTER | 20 | 4.5526
12-36-06100ΒL | CPC-O06100BL | ΑΚΡΟΔΕΚΤΗΣ ΟΠΗΣ 4 - 6τ.χ Φ 10,5 ΚΙΤΡΙΝΟ BLISTER | 20 | 4.4084
12-36-06120ΒL | CPC-O06120BL | ΑΚΡΟΔΕΚΤΗΣ ΟΠΗΣ 4 - 6τ.χ Φ 13 ΚΙΤΡΙΝΟ BLISTER | 20 | 5.8504
12-36-15030ΒL | CPC-F15030BL | ΑΚΡΟΔΕΚΤΗΣ ΔΙΧΑΛΟ 0,5 - 1,5τ.χ Φ 3,2 ΚΟΚΚΙΝΟ BLISTER | 20 | 2.678
12-36-15040ΒL | CPC-F15040BL | ΑΚΡΟΔΕΚΤΗΣ ΔΙΧΑΛΟ 0,5 - 1,5τ.χ Φ 4,3 ΚΟΚΚΙΝΟ BLISTER | 20 | 2.7089
12-36-25030ΒL | CPC-F25030BL | ΑΚΡΟΔΕΚΤΗΣ ΔΙΧΑΛΟ 1,5 - 2,5τ.χ Φ 3,2 ΜΠΛΕ BLISTER | 20 | 2.8016
12-36-25040ΒL | CPC-F25040BL | ΑΚΡΟΔΕΚΤΗΣ ΔΙΧΑΛΟ 1,5 - 2,5τ.χ Φ 4,3 ΜΠΛΕ BLISTER | 20 | 2.8222
12-36-06035ΒL | CPC-F06035BL | ΑΚΡΟΔΕΚΤΗΣ ΔΙΧΑΛΟ 4 - 6τ.χ Φ 3,7 ΚΙΤΡΙΝΟ BLISTER | 20 | 3.6462
12-36-60600ΒL | CPC-F06060BL | ΑΚΡΟΔΕΚΤΗΣ ΔΙΧΑΛΟ 4 - 6τ.χ Φ 6,4 ΚΙΤΡΙΝΟ BLISTER | 20 | 4.5114
12-36-60800ΒL | CPC-F06080BL | ΑΚΡΟΔΕΚΤΗΣ ΔΙΧΑΛΟ 4 - 6τ.χ Φ 8,4 ΚΙΤΡΙΝΟ BLISTER | 20 | 5.4075
12-36-15630ΒL | CPC-FS15.6308BL | ΑΚΡΟΔΕΚΤΗΣ ΦΑΣΤΟΝ ΘΗΛ. 0,5 - 1,5τ.χ ΚΟΚΚΙΝΟ BLISTER | 20 | 3.9964
12-36-25630ΒL | CPC-FS25.6308BL | ΑΚΡΟΔΕΚΤΗΣ ΦΑΣΤΟΝ ΘΗΛ. 1,5 - 2,5τ.χ ΜΠΛΕ BLISTER | 20 | 4.2848
12-36-06630ΒL | CPC-FS06.6308BL | ΑΚΡΟΔΕΚΤΗΣ ΦΑΣΤΟΝ ΘΗΛ. 4 - 6τ.χ ΚΙΤΡΙΝΟ BLISTER | 20 | 4.5526
12-36-15638ΙΒ | CPC-FS15.6308IBL | ΑΚΡΟΔΕΚΤΗΣ ΦΑΣΤΟΝ ΘΗΛ. ΠΛ. ΜΟΝΩΣΗ 0,5 - 1,5τ.χ ΚΟΚΚΙΝΟ BL | 20 | 3.9964
12-36-25638ΙΒ | CPC-FS25.6308IBL | ΑΚΡΟΔΕΚΤΗΣ ΦΑΣΤΟΝ ΘΗΛ. ΠΛ. ΜΟΝΩΣΗ 1,5 - 2,5τ.χ ΜΠΛΕ BL | 20 | 4.2848
12-36-06638ΙΒ | CPC-FS06.6308IBL | ΑΚΡΟΔΕΚΤΗΣ ΦΑΣΤΟΝ ΘΗΛ. ΠΛ. ΜΟΝΩΣΗ 4 - 6τ.χ ΚΙΤΡΙΝΟ BL | 20 | 4.5526
12-36-15638ΒL | CPC-M15.6308BL | ΑΚΡΟΔΕΚΤΗΣ ΦΑΣΤΟΝ ΑΡΣΕΝΙΚΟΣ 0,5 - 1,5τ.χ ΚΟΚΚΙΝΟ BL | 20 | 2.575
12-36-25638ΒL | CPC-M25.6308BL | ΑΚΡΟΔΕΚΤΗΣ ΦΑΣΤΟΝ ΑΡΣΕΝΙΚΟΣ 1,5 - 2,5τ.χ ΜΠΛΕ BL | 20 | 2.7707
12-36-06638ΒL | CPC-M06.6308BL | ΑΚΡΟΔΕΚΤΗΣ ΦΑΣΤΟΝ ΑΡΣΕΝΙΚΟΣ 4 - 6τ.χ ΚΙΤΡΙΝΟ BL | 20 | 3.3475

## 3M
ΚΩΔΙΚΟΣ ENEREL | ΚΩΔΙΚΟΣ ΠΡΟΪΟΝΤΟΣ | ΠΕΡΙΓΡΑΦΗ ΠΡΟΪΟΝΤΟΣ | M.M. | ΣΥΣΚΕΥΑΣΙΑ | ΤΙΜΗ ΜΟΝΑΔΟΣ ENEREL ΟΚΩΒΡΙΟΣ 2025
ΘΕΡΜΟΣΥΣΤΕΛΛΟΜΕΝΑ
46-29-29870 | TE100037569 | MDT-A 12/3 A8 PCS OF 1M | PCS | 1 | 7.8795
46-29-29872 | TE100037577 | MDT-A 19/6 A8 PCS OF 1M | PCS | 1 | 9.7232
46-29-29873 | TE100037585 | MDT-A 27/8 A8 PCS OF 1M | PCS | 1 | 22.87
46-29-29874 | TE100037593 | MDT-A 32/10 A8 PCS OF 1M | PCS | 1 | 11.9583
46-29-29875 | TE100037601 | MDT-A 38/12 A8 PCS OF 1M | PCS | 1 | 16.995
46-29-29876 | TE100037619 | MDT-A 50/18 A8 PCS OF 1M | PCS | 1 | 24.8745
46-37-02539 | TE100050968 | 91-AH 21-5N | KIT | 1 | 33.3926
46-37-02597 | TE100050950 | 91-AH 20-5N | KIT | 1 | 22.969
ΜΟΥΦΕΣ ΡΗΤΙΝΗΣ
46-37-89000 | KE235109979 | SCOTCHCAST KIT 90-N A 1 | KIT | 1 | 44.5
46-37-89002 | KE235109987 | SCOTCHCAST KIT 90-N A 2 | KIT | 1 | 61.81
46-37-90877 | KE235109995 | SCOTCHCAST KIT 90-N A 3 | KIT | 1 | 78.6
46-37-89008 | KE235110001 | SCOTCHCAST KIT 90-N A 4 | KIT | 1 | 171.5
46-37-89010 | KE235109953 | SCOTCHCAST KIT 91-NBA 6 | KIT | 1 | 367.5
ΑΚΡΟΚΙΒΩΤΙΑ ΕΣΩΤΕΡΙΚΟΥ & ΕΞΩΤΕΡΙΚΟΥ ΧΩΡΟΥ
46-37-56411 | KE232055266 | QT-II 93-EB 62-1 5641 | EACH | 1 | 177.276
46-37-05651 | KE232055340 | QT-II 94-EB 62-1 5651 | EACH | 1 | 294.474
ΤΑΙΝΙΕΣ ΜΟΝΩΤΙΚΕΣ, ΥΨΗΛΗΣ & ΜΕΣΗΣ ΤΑΣΗΣ
46-30-02687 | XE003411834 | TEMFLEX 0.15MMX19MMX20M GREY 20M X 19 MM | RLS | 10 | 2.9
46-30-03041 | XE003411792 | TEMFLEX 0.15MM X19MMX20MRED 20M X 19 MM | RLS | 10 | 2.9
46-30-02544 | XE003411776 | TEMFLEX 0.15MMX19MMX20M BLACK 20M X 19 MM | RLS | 10 | 2.9
46-30-02545 | XE003411784 | TEMFLEX 0.15MMX19MMX20M BROWN 20M X 19 MM | RLS | 10 | 2.9
46-30-03054 | XE003411800 | TEMFLEX 0.15MMX19MMX20M YELLOW 20M X 19 MM | RLS | 10 | 2.9
46-30-02825 | XE003411818 | TEMFLEX 0.15MMX19MMX20M GREEN 20M X 19 MM | RLS | 10 | 2.9
46-30-02744 | XE003411826 | TEMFLEX 0.15MMX19MMX20M BLUE 20M X 19 MM | RLS | 10 | 2.9
46-30-27840 | XE003411875 | TEMFLEX 0.15MMX19MMX20M GYS 20M X 19 MM | RLS | 10 | 2.9
46-30-03042 | XE003411842 | TEMFLEX 0.15MMX19MMX20M WHITE 20M X 19 MM | RLS | 10 | 2.9
46-30-02686 | XE003411867 | TEMFLEX 0.15MMX19MMX20M ORANGE 20M X 19 MM | RLS | 10 | 2.9
46-30-01604 | HT002000327 | ΤΑΙΝΙΑ 13 ΗΜΙΑΓΩΓΙΜΗ 19MMX4,5M K/50 | RLS | 1 | 14.63
46-30-09887 | HC000588810 | 23 TAPE 19MM X 9.15M BULK | RLS | 1 | 13
46-30-01600 | 80610833727 | SCOTCHFIL 1 1/2" X 60" INSUL PUTTY 12RLS./CS | RLS | 1 | 22
46-30-04026 | DT491090197 | ΤΑΙΝΙΑ ΔΙΠΛΗΣ ΟΨΕΩΣ 4910F 19mmX 2,0m | BOX | 1 | 35.5
ΣΥΝΔΕΤΗΡΕΣ
46-37-23544 | 80610052773 | 560B S/LOK CONN BULK 5000/CTN | EACH | 100/5000τεμ. | 0.28485
46-37-12133 | 80004000487 | 558 S/LOK BULK 5000 FR | CONN | 100/5000τεμ. | 0.28485
46-37-03120 | RE000969998 | UY-2 SCOTCHLOK - KITΡΙΝΟ | BOX | 100τεμ. | 15.22
ΣΠΡΕΥ & ΕΙΔΗ ΠΡΟΣΤΑΣΙΑΣ
46-37-16000 |  | SCOTCH 1600 RUST PROTECTION SPRAY | TIN | 1 | 18.54
46-37-16001 | DE999953313 | SCOTCH 1601 SEALER CLEAR | TIN | 1 | 16.583
46-37-02781 | DE999953362 | SCOTCH 1609 SILICONE LUBRICANT | TIN | 1 | 16.377
46-37-00988 | DE999953388 | SCOTCH 1625 SPECIAL CONTACT CLEANER 400ml | TIN | 1 | 25.6
46-37-01633 | DE272912473 | SCOTCH 1633 RUST REMOVER | TIN | 1 | 20.394
46-37-16400 |  | SCOTCH 1640 MULTI PURPOSE SPRAY | TIN | 1 | 18.54
46-37-01271 |  | ΩΤΟΑΣΠΙΔΕΣ 3Μ ΜΕ ΚΟΥΤΙ ΑΠΟΘΗΚΕΥΣΗΣ |  | 1 | 2.4
46-37-02820 |  | ΓΥΑΛΙΑ ΠΡΟΣΤΑΣΙΑΣ ΔΙΑΦΑΝΗ 3Μ |  | 1 | 16.3
46-37-00001 |  | ΚΡΑΝΟΣ ΑΕΡΙΖΟΜΕΝΟ ΚΙΤΡΙΝΟ 3Μ |  | 1 | 17.5

## LOVATO
ΚΩΔΙΚΟΣ ENEREL | ΚΩΔΙΚΟΣ ΠΡΟΪΟΝΤΟΣ | ΠΕΡΙΓΡΑΦΗ ΠΡΟΪΟΝΤΟΣ | ΣΥΣΚΕΥΑΣΙΑ | ΤΙΜΗ ΜΟΝΑΔΟΣ ENEREL ΟΚΤΩΒΡΙΟΣ 2025
10-25-50016 | SM1P0016 | MOTOR PROT.CIRC.BR. SM1P 0,1-0,16A | 1 | 41.6017
10-25-50025 | SM1P0025 | MOTOR PROT.CIRC.BR. SM1P 0,16-0,25A | 1 | 41.6017
10-25-50040 | SM1P0040 | MOTOR PROT.CIRC.BR. SM1P 0,25-0,4A | 1 | 41.6017
10-25-50063 | SM1P0063 | MOTOR PROT.CIRC.BR. SM1P 0,4-0,63A | 1 | 41.6017
10-25-50100 | SM1P0100 | MOTOR PROT.CIRC.BR. SM1P 0,63-1A | 1 | 41.6017
10-25-50116 | SM1P0160 | MOTOR PROT.CIRC.BR. SM1P 1-1,6A | 1 | 41.6017
10-25-50162 | SM1P0250 | MOTOR PROT.CIRC.BR. SM1P 1,6-2,5A | 1 | 41.6017
10-25-50254 | SM1P0400 | MOTOR PROT.CIRC.BR. SM1P 2,5-4A | 1 | 41.6017
10-25-50465 | SM1P0650 | MOTOR PROT.CIRC.BR. SM1P 4-6,5A | 1 | 41.6017
10-25-05631 | SM1P1000 | MOTOR PROT.CIRC.BR. SM1P 6,3-10A | 1 | 41.6017
10-25-50914 | SM1P1400 | MOTOR PROT.CIRC.BR. SM1P 9-14A | 1 | 41.6017
10-25-50131 | SM1P1800 | MOTOR PROT.CIRC.BR. SM1P 13-18A | 1 | 49.8932
10-25-50172 | SM1P2300 | MOTOR PROT.CIRC.BR. SM1P 17-23A | 1 | 55.929
10-25-50202 | SM1P2500 | MOTOR PROT.CIRC.BR. SM1P 20-25A | 1 | 60.4301
10-25-50243 | SM1P3200 | MOTOR PROT.CIRC.BR. SM1P 24-32A | 1 | 79.3409
10-25-04000 | SM1P4000 | MOTOR PROT.CIRC.BR. SM1P 30-40A | 1 | 103.9579
10-25-04312 | SM1X1111 | FRONT MOUNT AUX.CONT. FOR SM1P/R 1NO+1NC | 10 | 7.7044
10-14-00002 | SM1Z1701P | SURF.MOUNT ENCLOSURE FOR SM1P | 1 | 17.4379
| M0P009122301 | DOL STARTER M0P 230/50-60 0,6-1A | 1 | 132.6846
| M0P0091223010 | DOL STARTER M0P 230/50-60 6-10A | 1 | 132.6846
| M0P009122301V5 | DOL STARTER M0P 230/50-60 0,9-1,5A | 1 | 132.6846
| M0P009122302V3 | DOL STARTER M0P 230/50-60 1,4-2,3A | 1 | 132.6846
| M0P0091223033 | DOL STARTER M0P 230/50-60 2-3,3A | 1 | 132.6846
| M0P009122305 | DOL STARTER M0P 230/50-60 3-5A | 1 | 132.6846
| M0P0091223075 | DOL STARTER M0P 230/50-60 4,5-7,5A | 1 | 132.6846
| M0P0121223015 | DOL STARTER M0P 230/50-60 9-15A | 1 | 135.3214
10-01-00001 | M1P00912230A4 | DOL STARTER M1P 230/50-60 0,63-1A | 1 | 136.9385
10-01-00002 | M1P00912230A5 | DOL STARTER M1P 230/50-60 1-1,6A | 1 | 136.9385
10-01-00003 | M1P00912230A6 | DOL STARTER M1P 230/50-60 1,6-2,5A | 1 | 136.9385
10-01-00004 | M1P00912230A7 | DOL STARTER M1P 230/50-60 2,5-4A | 1 | 136.9385
10-01-00005 | M1P00912230A8 | DOL STARTER M1P 230/50-60 4-6,5A | 1 | 136.9385
10-01-00006 | M1P00912230A9 | DOL STARTER M1P 230/50-60 6,3-10A | 1 | 136.9385
10-01-00007 | M1P00912230B0 | DOL STARTER M1P 230/50-60 9-14A | 1 | 136.9385
10-01-00008 | M1P01812230B1 | DOL STARTER M1P 230/50-60 13-18A | 1 | 165.2738
10-01-00009 | M2P02512230B2 | DOL STARTER M2P 230/50-60 17-23A | 1 | 204.2696
10-01-00010 | M2P02512230B3 | DOL STARTER M2P 230/50-60 20-25A | 1 | 204.2696
10-01-00011 | M2P03212230B4 | DOL STARTER M2P 230/50-60 24-32A | 1 | 289.6154
| M3P05012230B6 | DOL STARTER M3P 230/50-60 50A | 1 | 472.5434
| M3P06512230B7 | DOL STARTER M3P 230/50-60 65A | 1 | 554.0576
| M3P08012230B8 | DOL STARTER M3P 230/50-60 80A | 1 | 668.1919
10-25-06012 | 11BG0601A230 | 3P MINICONTACTOR BG06.01A 230V 50-60HZ | 1 | 18.1074
10-25-01010 | 11BG0610A230 | 3P MINICONTACTOR BG06.10A 230V 50-60HZ | 1 | 18.1074
10-25-01001 | 11BG0901A230 | 3P MINICONTACTOR BG09.01A 230V 50-60HZ | 1 | 18.7769
10-25-01000 | 11BG0910A230 | 3P MINICONTACTOR BG09.10A 230V 50-60HZ | 1 | 18.7769
10-25-12012 | 11BG1201A230 | 3P MINICONTACTOR BG12.01A 230V 50-60HZ | 1 | 27.6761
10-25-01210 | 11BG1210A230 | 3P MINICONTACTOR BG12.10A 230V 50-60HZ | 1 | 27.6761
| 11BG0601D220 | MINICONTACTOR 3P BG06.01D 220V | 1 | 48.2555
| 11BG0610D220 | MINICONTACTOR BG06.10D 220VDC | 1 | 48.2555
| 11BG0901D220 | 3P MINICONTACTOR BG09.01D 220V | 1 | 40.685
| 11BG0910D220 | MINICONTACTOR BG09.10D 220VDC | 1 | 40.685
10-25-12013 | 11BG1201D220 | 3P MINICONTACTOR BG12.01D 220V | 1 | 43.4969
10-25-01210 3 | 11BG1210D220 | 3P MINICONTACTOR BG12.10D 220V | 1 | 43.4969
10-25-01002 | 11BGX1002 | AUXILIARY CONTACT BGX10.02 | 10 | 8.0649
10-25-01011 | 11BGX1011 | AUXILIARY CONTACT BGX10.11 | 10 | 8.0649
10-25-11020 | 11BGX1020 | AUXILIARY CONTACT BGX10.20 | 10 | 8.0649
10-25-01022 | 11BGX1022 | AUXILIARY CONTACT BGX10.22 | 10 | 14.8217
10-25-01040 | 11BGX1040 | AUXILIARY CONTACT BGX10.40 | 10 | 21.4137
10-25-50001 | 11BGX5000 | MECHANICAL INTERLOCK BGX50.00 | 10 | 10.5678
10-25-02901 | BF0901A230 | 3P CONTACTOR 1NC 9A AC3 230/50-60 | 1 | 21.1047
10-25-02910 | BF0910A230 | 3P CONTACTOR 1NO 9A AC3 230/50-60 | 1 | 21.1047
10-25-02121 | BF1201A230 | 3P CONTACTOR 1NC 12A AC3 230/50-60 | 1 | 26.059
10-25-02120 | BF1210A230 | 3P CONTACTOR 1NO 12A AC3 230/50-60 | 1 | 26.059
10-25-12181 | BF1801A230 | 3P CONTACTOR 1NC 18A AC3 230/50-60 | 1 | 28.6958
10-25-02180 | BF1810A230 | 3P CONTACTOR 1NO 18A AC3 230/50-60 | 1 | 28.6958
10-25-02501 | BF2501A230 | 3P CONTACTOR 1NC 25A AC3 230/50-60 | 1 | 30.9
10-25-02250 | BF2510A230 | 3P CONTACTOR 1NO 25A AC3 230/50-60 | 1 | 30.9
10-25-26000 | BF2600A230 | 3P CONTACTOR 26A AC3 230/50-60 | 1 | 51.0365
10-25-02320 | BF3200A230 | 3P CONTACTOR 1NO 32A AC3 230/50-60 | 1 | 53.0347
10-25-02380 | BF3800A230 | 3P CONTACTOR 1NO 38A AC3 230/50-60 | 1 | 78.5066
10-25-40000 0 | BF4000A230 | 3P CONTACTOR 1NO 40A AC3 230/50-60 | 1 | 103.7004
10-25-05000 | BF5000A230 | 3P CONTACTOR 1NO 50A AC3 230/50-60 | 1 | 122.6421
10-25-02065 | BF6500A230 | 3P CONTACTOR 1NO 65A AC3 230/50-60 | 1 | 167.5295
10-25-02080 | BF8000A230 | 3P CONTACTOR 1NO 80A AC3 230/50-60 | 1 | 231.3277
10-25-94000 | BF9400A230 | 3P CONTACTOR 94A AC3 230VAC 50/60HZ | 1 | 230.7097
10-25-95000 | BF9500A230 | 3P CONTACTOR 95A AC3 230VAC 50/60HZ | 1 | 256.5215
10-25-11500 | BF11500A230 | 3P CONTACTOR 115A AC3 230VAC 50/60HZ | 1 | 313.6453
10-25-15000 | BF15000A230 | 3P CONTACTOR 150A AC3 230VAC 50/60HZ | 1 | 380.1112
10-25-03105 | BFX1002 | 2NC AUX CONTACT BLOCK FRONT MOUNTING | 5 | 8.0649
10-25-03104 | BFX1004 | AUX. CONTACT 4NC W FRONT CENTRE MOUNTING | 5 | 14.8526
10-25-03101 | BFX1011 | 1NO+1NC AUX CONTACT BLOCK CENTRE MTNG | 5 | 8.0649
10-25-03106 | BFX1020 | 2NO AUX CONTACT BLOCK FRONT MOUNTING | 5 | 8.0649
10-25-03102 | BFX1022 | AUX. CONTACT 2NO+2NC W CENTRE MOUNTING | 5 | 14.8526
10-25-03103 | BFX1040 | AUX. CONTACT 4NO W FRONT CENTRE MOUNTING | 5 | 14.8526
10-25-03107 | BFX1202 | SIDE-MOUNT AUX CONTACS 2NC | 5 | 17.5512
10-25-03110 | BFX1211 | SIDE-MOUNT AUX CONTACTS 1NO+1NC | 5 | 10.3412
10-25-03108 | BFX1220 | SIDE-MOUNT AUX CONTACTS 2NO | 5 | 17.5512
| BFX42 | 4 POLE FOR CONTACTOR BF26A-BF38A | 1 | 53.2819
10-25-05001 | BFX5001 | SIDE MOUNT 2NC MECHANICAL INTERLOCK | 5 | 27.5834
| BFX5300 | SIDE MOUNT MECH. INTERLOCK FOR BF40-80 | 5 | 14.214
| BFX80 | SEALING COVER FOR BF00A-BF09A-BF38A | 10 | 2.781
10-37-91230 | BFX91A230 | AC COIL 230V 50-60HZ FOR BF00A-BF25A | 1 | 19.0241
10-37-92230 | BFX92A230 | AC COIL 230V 50-60HZ FOR BF26A-BF38A | 1 | 23.0514
| BFX93A230 | COIL FOR BF40-80A 230VAC 50/60HZ | 1 | 40.994
| BFX94A230 | COIL FOR BF95-150A 230VAC 50/60HZ | 1 | 66.5174
| BFXD42 | QUARTO POLO NO X CONTATTORI BF26-BF38D | 1 | 53.2819
10-25-00218 | 11G218 | AUX CONTACT BLOCK G218 | 10 | 8.5078
| 11G41801 | AUX CONTACT BLOCK G418/01 | 10 | 9.7335
| 11G41810 | AUX CONTACT BLOCK G418/10 | 10 | 9.7335
10-25-05200 | BFK0910A230 | 3P CONTACTOR 7,5KVAR 230V 50/60HZ | 10 | 46.1131
10-25-05210 | BFK1210A230 | 3P CONTACTOR 12,5KVAR 230V 50/60HZ | 10 | 50.2846
10-25-05220 | BFK1810A230 | 3P CONTACTOR 15KVAR 230V 50/60HZ | 10 | 75.4475
10-25-05260 | BFK2600A230 | 3P CONTACTOR 20KVAR 230V 50/60HZ | 10 | 83.7596
| BFK3200A230 | 3P CONTACTOR 25KVAR 230V 50/60HZ | 10 | 117.3891
| BFK3800A230 | 3P CONTACTOR 30KVAR 230V 50/60HZ | 10 | 125.7321
| BFK5000A230 | CONTACTOR FOR PFC 40KVAR 230VAC 50/60HZ | 5 | 205.382
| BFK6500A230 | CONTACTOR FOR PFC 45KVAR 230VAC 50/60HZ | 5 | 259.8278
10-25-14522 | 11B14500220 | 3P CONTACTOR B145.00 220/240V | 1 | 574.1117
10-25-02018 | 11B18000220 | 3P CONTACTOR B180.00 220/240V | 1 | 646.7164
10-25-02265 | 11B25000220 | 3P CONTACTOR B250.00 220/240V | 1 | 987.4198
10-25-31000 | 11B31000220 | 3P CONTACTOR B310.00 220-240V | 1 | 1547.6265
10-25-40000 | 11B40000220 | 3P CONTACTOR B400.00 220/240V | 1 | 1406.1045
10-25-50000 | 11B50000220 | 3P CONTACTOR B500.00 220/240V | 1 | 1685.4817
10-25-63000 | 11B63000220 | 3P CONTACTOR B630.00 220/240V | 1 | 2725.0504
10-35-48515 | 11G48515 | AUX CONTACT BLOCK G485/15 | 1 | 80.1752
10-35-48530 | 11G48530 | AUX CONTACT BLOCK G485/30 | 1 | 86.5406
10-35-04856 | 11G4856 | AUX CONTACT BLOCK G485/6 | 1 | 80.1752
10-35-48560 | 11G48560 | AUX CONTACT BLOCK G485/60 | 1 | 86.5406
| 11RF9015 | T/O RELAY RF9 0.09-0.15A | 1 | 30.7352
| 11RF9023 | T/O RELAY RF9 0.14-0.23A | 1 | 30.7352
| 11RF9033 | T/O RELAY RF9 0.2-0.33A | 1 | 30.7352
| 11RF905 | T/O RELAY RF9 0.3-0.5A | 1 | 30.7352
| 11RF9075 | T/O RELAY RF9 0.45-0.75A | 1 | 30.7352
| 11RF91 | T/O RELAY RF9 0.6-1A | 1 | 30.7352
| 11RF910 | T/O RELAY RF9 6-10A | 1 | 30.7352
10-07-11915 | 11RF915 | T/O RELAY RF9 9-15A | 1 | 30.7352
| 11RF91V5 | T/O RELAY RF9 0.9-1.5A | 1 | 30.7352
| 11RF92V3 | T/O RELAY RF9 1.4-2.3A | 1 | 30.7352
10-07-90933 | 11RF933 | T/O RELAY RF9 2-3.3A | 1 | 30.7352
10-07-95000 | 11RF95 | T/O RELAY RF9 3-5A | 1 | 30.7352
| 11RF975 | T/O RELAY RF9 4.5-7.5A | 1 | 30.7352
| RF380016 | T/O RELAY 0,1-0,16A | 1 | 36.9873
| RF380025 | T/O RELAY 0,16-0,25A | 1 | 36.9873
| RF380040 | T/O RELAY 0,25-0,4A | 1 | 36.9873
10-07-38006 | RF380063 | T/O RELAY 0,4-0,63A | 1 | 36.9873
10-07-38010 | RF380100 | T/O RELAY 0,63-1A | 1 | 36.9873
10-07-38016 | RF380160 | T/O RELAY 1-1,6A | 1 | 36.9873
10-07-38025 | RF380250 | T/O RELAY 1,6 - 2,5A | 1 | 36.9873
10-07-38040 | RF380400 | T/O RELAY 2,5-4A | 1 | 36.9873
10-07-38065 | RF380650 | T/O RELAY 4 - 6,5A | 1 | 36.9873
10-07-38100 | RF381000 | T/O RELAY 6,3 - 10A | 1 | 36.9873
10-07-38140 | RF381400 | T/O RELAY 9 - 14A | 1 | 36.9873
10-07-38180 | RF381800 | T/O RELAY 13 - 18A | 1 | 41.9107
10-07-38230 | RF382300 | T/O RELAY 17-23A | 1 | 41.9107
10-07-38250 | RF382500 | T/O RELAY 20-25A | 1 | 41.9107
10-07-38320 | RF383200 | T/O RELAY 24-32A | 1 | 64.8797
10-07-38380 | RF383800 | T/O RELAY 32-38A | 1 | 64.8797
10-07-82330 | RF823300 | TH.OVERLOAD RELAY 20-33A BF40-80 MAN PS | 1 | 88.992
10-07-82420 | RF824200 | TH.OVERLOAD RELAY 28-42A BF40-80 MAN PS | 1 | 100.2808
10-07-82500 | RF825000 | TH.OVERLOAD RELAY 35-50A BF40-80 MAN PS | 1 | 104.1742
10-07-82650 | RF826500 | TH.OVERLOAD RELAY 46-65A BF40-80 MAN PS | 1 | 116.9462
10-07-82820 0 | RF828200 | TH.OVERLOAD RELAY 60-82A BF40-80 MAN PS | 1 | 154.6236
10-07-10082 | RF110082 | TH.OVERLOAD RELAY 60-82A BF95-150 MAN PS | 1 | 157.2089
10-07-10095 | RF110095 | TH.OVERLOAD RELAY 70-95A BF95-150 MAN PS | 1 | 171.701
10-07-10110 | RF110110 | TH.OVERLOAD REL.90-110A BF95-150 MAN PS | 1 | 192.2495
10-07-20010 | RF200100 | T/O RELAY RF200 60-100A | 1 | 336.6143
10-07-20125 | RF200125 | T/O RELAY RF200 75-125A | 1 | 349.5202
10-07-20150 | RF200150 | T/O RELAY RF200 90-150A | 1 | 362.4776
10-07-20020 | RF200200 | T/O RELAY RF200 120-200A | 1 | 375.435
10-07-42250 | RF420250 | T/O RELAY RF420 150-250A | 1 | 466.0132
10-07-42300 | RF420300 | T/O RELAY RF420 180-300A | 1 | 478.9397
10-07-42420 | RF420420 | T/O RELAY RF420 250-420A | 1 | 491.8765
10-54-00180 | ADXL0018600 | SOFT STARTER 18A 600V | 1 | 755.5668
10-54-00300 | ADXL0030600 | SOFT STARTER 30A 600V | 1 | 814.5549
10-54-00450 | ADXL0045600 | SOFT STARTER 45A 600V | 1 | 945.9314
10-54-00600 | ADXL0060600 | SOFT STARTER 60A 600V | 1 | 1079.028
10-54-00750 | ADXL0075600 | SOFT STARTER 75A 600V | 1 | 1179.8959
10-54-00850 | ADXL0085600 | SOFT STARTER 85A 600V | 1 | 1281.2891
10-54-01150 | ADXL0115600 | SOFT STARTER 115A 600V | 1 | 1382.4042
10-54-01350 | ADXL0135600 | SOFT STARTER 135A 600V | 1 | 2357.9584
10-54-01620 | ADXL0162600 | SOFT STARTER 162A 600V | 1 | 2725.2667
10-54-01950 | ADXL0195600 | SOFT STARTER 195A 600V | 1 | 3481.9253
10-54-02500 | ADXL0250600 | SOFT STARTER 250A 600V | 1 | 3979.4462
10-54-03200 | ADXL0320600 | SOFT STARTER 320A 600V | 1 | 4540.8683
| VLA102A240 | 1PH AC DRIVE 0.25KW 200/240V WITH FILTER | 1 | 271.92
| VLA104A240 | 1PH AC DRIVE 0.4KW 200/240V WITH FILTER | 1 | 275.6486
| VLA107A240 | 1PH AC DRIVE 0.75KW 200/240V WITH FILTER | 1 | 308.691
| VLA115A240 | 1PH AC DRIVE 1.5KW 200/240V WITH FILTER | 1 | 429.9941
| VLA122A240 | 1PH AC DRIVE 2.2KW 200/240V WITH FILTER | 1 | 499.7663
10-55-00040 | VLB30004A480 | 3PH AC DRIVE, 0.37KW 400V WITH FILTER | 1 | 507.6767
10-55-00070 | VLB30007A480 | 3PH AC DRIVE 0.75KW 400V WITH FILTER | 1 | 529.6672
10-55-00150 | VLB30015A480 | 3PH AC DRIVE 1.5KW 400V WITH FILTER | 1 | 573.8645
10-55-00220 | VLB30022A480 | 3PH AC DRIVE 2.2KW 400V WITH FILTER | 1 | 662.1252
10-55-00400 | VLB30040A480 | 3PH AC DRIVE 4KW 400V WITH FILTER | 1 | 750.9215
10-55-00550 | VLB30055A480 | 3PH AC DRIVE 5.5KW 400V WITH FILTER | 1 | 1139.3757
10-55-00750 | VLB30075A480 | 3PH AC DRIVE 7.5KW 400V WITH FILTER | 1 | 1258.66
10-55-01100 | VLB30110A480 | 3PH AC DRIVE 11KW 400V WITH FILTER | 1 | 2132.1
10-55-01500 | VLB30150A480 | 3PH AC DRIVE 15KW 400V WITH FILTER | 1 | 2701.2368
10-55-01850 | VLB30185A480 | 3PH AC DRIVE 18.5KW 400V WITH FILTER | 1 | 3491.3189
10-55-02200 | VLB30220A480 | 3PH AC DRIVE 22KW 400V WITH FILTER | 1 | 4005.8348
10-55-03000 | VLB30300A480 | 3PH AC DRIVE 30KW 400V WITH FILTER | 1 | 5089.8686
10-20-20102 | LPCB102 | BLACK FLUSH PUSH-BUTTON | 10 | 3.8419
10-20-20103 | LPCB103 | GREEN FLUSH PUSH-BUTTON | 10 | 3.8419
10-20-20104 | LPCB104 | RED FLUSH PUSH-BUTTON | 10 | 3.8419
10-20-20105 | LPCB105 | YELLOW FLUSH PUSH-BUTTON | 10 | 3.8419
10-20-20106 | LPCB106 | BLUE FLUSH PUSH-BUTTON | 10 | 3.8419
10-20-20108 | LPCB108 | WHITE FLUSH PUSH-BUTTON | 10 | 3.8419
10-20-00103 | LPCQL103 | ILLUMIN. GREEN FLUSH PUSH-PUSH ACTUATOR | 10 | 11.3712
10-20-01040 | LPCQL104 | ILLUMIN. RED FLUSH PUSH-PUSH ACTUATOR | 10 | 11.3712
10-20-00105 | LPCQL105 | ILLUMIN. YELLOW FLUSH PUSH-PUSH ACTUATOR | 10 | 11.3712
10-20-00106 | LPCQL106 | ILLUMIN. BLUE FLUSH PUSH-PUSH ACTUATOR | 10 | 11.3712
10-20-00107 | LPCQL107 | ILLUMIN. TRANS. FLUSH PUSH-PUSH ACTUATOR | 10 | 11.3712
10-20-26142 | LPCB6142 | MUSHROOM HEAD PUSH-BUTTON 40MM BLACK | 10 | 11.9583
10-20-26144 | LPCB6144 | MUSHROOM HEAD PUSH-BUTTON 40MM RED | 10 | 11.9583
10-20-26344 | LPCB6344 | RED MUSHROOM-HEAD ACTUATOR 40MM | 10 | 13.596
10-20-26644 | LPCB6644 | RED MUSHROOM-HEAD ACTUATOR 40MM | 10 | 12.7411
10-20-26744 | LPCB6744 | RED MUSHROOM-HEAD ACTUATOR 40MM | 10 | 22.3922
10-20-06844 | LPCB6844 | RED MUSHROOM-HEAD ACTUATOR 40MM | 10 | 44.5784
10-20-27113 | LPCB7113 | G/R DOUBLE-TOUCH FLUSH BUTTON ACTUATOR | 5 | 10.2588
10-20-27223 | LPCB7223 | DOUBLE BTNACTUATOR GREEN-RED C/W ADAPTER | 5 | 9.4554
10-20-20120 | LPCS120 | SELECTOR 2 POSITIONS 0-1 | 10 | 8.3739
10-20-20130 | LPCS130 | SELECTOR 3 POSITIONS 1-0-2 | 10 | 9.0434
10-20-20320 | LPCS320 | KEY SELECTOR ACTUATOR 2 STAY POS | 10 | 19.9923
10-20-20330 | LPCS330 | KEY SELECTOR ACTUATOR 3 STAY POS | 10 | 22.1965
10-20-21103 | LPCBL103 | GREEN ILLUMINATED FLUSH PUSH-BUTTON | 10 | 7.1791
10-20-21104 | LPCBL104 | RED ILLUMINATED FLUSH PUSH-BUTTON | 10 | 7.1791
10-20-21105 | LPCBL105 | YELLOW ILLUMINATED FLUSH PUSH-BUTTON | 10 | 7.1791
10-20-01106 | LPCBL106 | BLUE ILLUMINATED FLUSH PUSH-BUTTON | 10 | 7.1791
10-20-21107 | LPCBL107 | TRANSP. ILLUMINATED FLUSH PUSH-BUTTON | 10 | 7.1791
10-20-07113 | LPCBL7113 | DOUBLE TOUCH BUTTON GREEN/RED WHITE INDI | 5 | 18.7151
10-20-07223 | LPCBL7223 | DOUBLE TOUCH BTN 1 X PUSH-BTN G/R I-O IL | 5 | 10.9592
10-20-21120 | LPCSL1203 | GREEN ILLUMIN. SELECTOR 2 POSITIONS 0-1 | 10 | 16.4594
10-20-21121 | LPCSL1204 | RED ILLUMIN. SELECTOR 2 POSITIONS 0-1 | 10 | 16.4594
10-20-02122 | LPCSL1205 | YELLOW ILLUMIN. SELECTOR 2 POSITIONS 0-1 | 10 | 16.4594
10-20-21122 | LPCSL1206 | BLUE ILLUMIN. SELECTOR 2 POSITIONS 0-1 | 10 | 16.4594
10-20-21123 | LPCSL1208 | WHITE ILLUMIN. SELECTOR 2 POSITIONS 0-1 | 10 | 16.4594
10-20-21124 | LPCSL1303 | GREEN ILLUM. SELECTOR 3 POSITIONS 1-0-2 | 10 | 18.2413
10-20-21125 | LPCSL1304 | RED ILLUMIN. SELECTOR 3 POSITIONS 1-0-2 | 10 | 18.2413
10-20-21135 | LPCSL1305 | YELLOW ILLUM. SELECTOR 3 POSITIONS 1-0-2 | 10 | 18.2413
10-20-21126 | LPCSL1306 | BLUE ILLUMIN. SELECTOR 3 POSITIONS 1-0-2 | 10 | 18.2413
10-20-21127 | LPCSL1308 | WHITE ILLUM. SELECTOR 3 POSITIONS 1-0-2 | 10 | 18.2413
10-16-22205 | LPMLM1 | MONOBLOCK ORANGE LED PILOT LIGHT 230V | 10 | 4.7277
10-16-22210 | LPMLM3 | MONOBLOCK GREEN LED PILOT LIGHT 230V | 10 | 4.7277
10-16-22220 | LPMLM4 | MONOBLOCK RED LED PILOT LIGHT 230V | 10 | 4.7277
10-16-22230 | LPMLM5 | MONOBLOCK YELLOW LED PILOT LIGHT 230V | 10 | 4.7277
10-16-22240 | LPMLM6 | MONOBLOCK BLUE LED PILOT LIGHT 230V | 10 | 4.7277
10-16-22250 | LPMLM7 | MONOBLOCK TRANSPAR. LED PILOT LIGHT 230V | 10 | 4.7277
10-20-00008 | LPCZSAIP | PULSE/CONT-TONE BUZZER 9-15V | 1 | 48.9456
10-20-00009 | LPCZSBIP | PULSE/CONT-TONE BUZZER 18-30V | 1 | 48.9456
10-20-00010 | LPCZSEIP | PULSE/CONT-TONE BUZZER 85-140V | 1 | 56.2071
10-20-00006 | LPCZSMIP | PULSE/CONT-TONE BUZZER 185-265V | 1 | 56.2071
10-20-22120 | LPXAU120 | MOUNTING ADAPTER | 10 | 1.1124
10-20-20001 | LPXC01 | AUX CONTACT 1NC SCREW TERMINALS | 10 | 2.6471
10-20-20010 | LPXC10 | AUX CONTACT 1NO SCREW TERMINALS | 10 | 2.6471
10-16-21003 | LPXLPB3 | GREEN LED LAMP HOLDER 12/30V AC/DC | 10 | 7.0658
10-16-21004 | LPXLPB4 | RED LED LAMP HOLDER 12/30V AC/DC | 10 | 7.0658
10-16-21005 | LPXLPB5 | YELLOW LED LAMP HOLDER 12/30V AC/DC | 10 | 7.0658
10-16-21006 | LPXLPB6 | BLUE LED LAMP HOLDER 12/30V AC/DC | 10 | 7.0658
10-16-21008 | LPXLPB8 | WHITE LED LAMP HOLDER 12/30V AC/DC | 10 | 7.0658
10-16-21013 | LPXLPM3 | GREEN LED LAMP HOLDER 187/265VAC | 10 | 7.0349
10-16-21014 | LPXLPM4 | RED LED LAMP HOLDER 187/265VAC | 10 | 7.0349
10-16-21015 | LPXLPM5 | YELLOW LED LAMP HOLDER 187/265VAC | 10 | 7.0349
10-16-21016 | LPXLPM6 | BLUE LED LAMP HOLDER 187/265VAC | 10 | 7.0349
10-16-21017 | LPXLPM8 | WHITE LED LAMP HOLDER 187/265VAC | 10 | 7.0349
10-16-21203 | LPXLEB3 | GREEN LED LAMP HOLDER 12/30V AC/DC | 10 | 8.3739
10-16-21204 | LPXLEB4 | RED LED LAMP HOLDER 12/30V AC/DC | 10 | 8.3739
10-16-21205 | LPXLEB5 | YELLOW LED LAMP HOLDER 12/30V AC/DC | 10 | 8.3739
10-16-21206 | LPXLEB6 | BLUE LED LAMP HOLDER 12/30V AC/DC | 10 | 8.3739
10-16-21208 | LPXLEB8 | WHITE LED LAMP HOLDER 12/30V AC/DC | 10 | 8.3739
10-16-21103 | LPXLEM3 | GREEN LED LAMP HOLDER 187/265V AC/DC | 10 | 12.5969
10-16-21104 | LPXLEM4 | RED LED LAMP HOLDER 187/265V AC/DC | 10 | 12.5969
10-16-21105 | LPXLEM5 | YELLOW LED LAMP HOLDER 187/265V AC/DC | 10 | 12.5969
10-16-21106 | LPXLEM6 | BLUE LED LAMP HOLDER 187/265V AC/DC | 10 | 12.5969
10-16-21108 | LPXLEM8 | WHITE LED LAMP HOLDER 187/265V AC/DC | 10 | 12.5969
10-16-21061 | LPXAU113 | 90MM YELLOW PVC LABEL EMERGENCY-STOP | 10 | 3.4814
10-20-00157 | LPXAU157 | TRANSPARENT COVER | 10 | 7.7044
10-20-00158 | LPXAU158 | PADLOCABLE PROTECTION MUSHROOM HEAD BUTT | 10 | 13.4312
10-20-00167 | LPXAU167 | RUBBER TRANSPARENT CAP FOR MUSHROOM PUSH | 10 | 17.3864
10-20-00001 | LPZP1A5 | YELLOW CONTROL STATION FOR 1 ACTUATOR | 1 | 12.2879
10-20-00004 | LPZP1A8 | GREY CONTROL STATION FOR 1 ACTUATOR | 1 | 12.2879
10-20-00005 | LPZP2A8 | GREY CONTROL STATION FOR 2 ACTUATORS | 1 | 14.0698
10-20-00003 | LPZP3A8 | GREY CONTROL STATION FOR 3 ACTUATORS | 1 | 17.1083
10-20-00011 | LPZP4A8 | GREY CONTROL STATION FOR 4 ACTUATORS | 1 | 24.0608
10-20-00012 | LPZP5A8 | GREY CONTROL STATION FOR 5 ACTUATORS | 1 | 29.1696
10-20-00013 | LPZP6A8 | GREY CONTROL STATION FOR 6 ACTUATORS | 1 | 45.9998
10-31-70014 | KBA1S11 | TOP PLUNGER PLASTIC POSITION SWITCH 1NO+ | 1 | 16.7993
10-31-70005 | KBB1S11 | TOP PLASTIC D11X4 ROLLER POSITION SWITCH | 1 | 19.1065
10-31-70017 | KBB2S11 | TOP METAL D11X4 ROLLER POSITION SWITCH 1 | 1 | 20.0747
10-31-70004 | KBC1S11 | PLASTIC ROLLER CENTRE LEVER POSITION SWI | 1 | 17.4894
10-31-70020 | KBC2S11 | METAL ROLLER CENTRE LEVER POSITION SWITC | 1 | 20.3013
10-31-70022 | KBD1S11 | PLASTIC ROLLER SIDE LEVER POSITION SWITC | 1 | 19.4979
10-31-70024 | KBD2S11 | METAL ROLLER SIDE LEVER POSITION SWITCH | 1 | 20.3013
10-31-70027 | KBE1D02 | PLASTIC L/S, ROLLER LEVER PLUNGER, 2NC | 1 | 28.5619
10-31-70001 | KBE1S11 | PLASTIC ROLLER LEVER PLUNGER POSITION SW | 1 | 20.4146
10-31-70029 | KBE2S11 | METAL ROLLER LEVER PLUNGER 1NO+1NC SLOW | 1 | 21.9184
10-31-70000 | KBF1S11 | ADJUST. PLASTIC ROLLER LEVER POSITION SW | 1 | 21.3828
10-31-70032 | KBF2S11 | ADJ METAL ROLLER LEVER 1NO+1NC SNAP ACT | 1 | 22.9175
10-31-70034 | KBF3S11 | ADJ RUBBER ROLLER LEVER 1NO+1NC SNAP ACT | 1 | 24.7818
10-31-70009 | KBL1S11 | ADJ PLASTIC ROD LEVER 1NO+1NC SNAP ACT | 1 | 22.4437
10-31-70011 | KBL2S11 | ADJ METAL ROD LEVER 1NO+1NC SNAP ACTION | 1 | 22.4437
10-31-70002 | KBM1S11 | WOBBLE STICK OMND 1NO+1NC SNAP ACTION | 1 | 22.0523
10-31-70015 | KMA1S11 | TOP PLUNGER METAL LIMIT SWITCH 1NO+1NC | 1 | 22.2995
10-31-70016 | KMB1S11 | TOP PLUNGER METAL LIMIT SWITCH 1NO+1NC | 1 | 24.6376
10-31-70018 | KMB2S11 | METAL TOP ROLLER PLUNGER 1NO+1NC SLOW BR | 1 | 25.5852
10-31-70019 | KMC1S11 | METAL ROLLER CENTRE LEVER 1NO+1NC SNAP A | 1 | 25.0805
10-31-70021 | KMC2S11 | METAL ROLLER CENTRE LEVER 1NO+1NC SNAP A | 1 | 25.9148
10-31-70023 | KMD1S11 | ROLLER SIDE PUSH LEVER 1NO+1NC SNAP ACT. | 1 | 25.0805
10-31-70025 | KMD2S11 | METAL ROLLER SIDE LEVER 1NO+1NC SNAP ACT | 1 | 25.9148
10-31-70028 | KME1D02 | METAL L/S, ROLLER LEVER PLUNGER, 2NC | 1 | 33.7943
10-31-70026 | KME1S11 | METAL ROLLER LEVER PLUNGER 1NO+1NC SNAP | 1 | 26.0075
10-31-70030 | KME2S11 | METAL ROLLER LEVER PLUNGER 1NO+1NC SNAP | 1 | 27.501
10-31-70031 | KMF1S11 | ADJ PLASTIC ROLLER LEVER 1NO+1NC SNAP AC | 1 | 26.9448
10-31-70033 | KMF2S11 | ADJ METAL ROLLER LEVER 1NO+1NC SNAP ACT | 1 | 28.531
10-31-70035 | KMF3S11 | ADJ RUBBER ROLLER LEVER 1NO+1NC SNAP ACT | 1 | 30.4262
10-31-70036 | KML1S11 | ADJ METAL ROD LEVER 1NO+1NC SNAP AC. | 1 | 28.0366
10-31-70037 | KML2S11 | ADJ METAL ROD LEVER 1NO+1NC SNAP ACTION | 1 | 28.0366
10-31-70038 | KMM1S11 | WOBBLE STICK OMNID 1NO+1NC SNAP ACTION | 1 | 27.5834
10-20-10011 | KG100S11 | 1-PEDAL PLASTIC FOOT SWITCH 1N O+1NC SNA | 1 | 67.8049
10-20-20011 | KG200S11 | 1-PEDAL PLASTIC FOOT SWITCH 1N O+1NC SNA | 1 | 81.0095
10-20-10011 0 | KR100S11 | 1-PEDAL METAL FOOT SWITCH 1NO+ 1NC SNAP | 1 | 126.4531
10-20-20011 0 | KR200S11 | 1-PEDAL METAL FOOT SWITCH 1NO+ 1NC SNAP | 1 | 151.2349
10-04-00016 | GA016A | 3P SWITCH 16A-DIRECT/DOOR COUPLING | 1 | 16.9641
10-04-00025 | GA025A | 3P SWITCH 25A-DIRECT/DOOR COUPLING | 1 | 18.6018
10-04-00032 | GA032A | 3P SWITCH 32A-DIRECT/DOOR COUPLING | 1 | 21.218
10-04-00040 | GA040A | 3P SWITCH 40A-DIRECT/DOOR COUPLING | 1 | 23.2471
10-04-00063 | GA063A | 3P SWITCH 63A-DIRECT/DOOR COUPLING | 1 | 35.9573
10-04-00063 0 | GA063SA | 3P-DIRECT SWITCH AC21A 63A-AC23A 45A | 1 | 25.3586
10-04-00080 | GA080A | 3P SWITCH 80A-DIRECT/DOOR COUPLING | 1 | 35.5968
10-04-00100 | GA100A | 3P SWITCH 100A-DIRECT/DOOR COUPLING | 1 | 46.6075
10-04-00125 | GA125A | 3P SWITCH 125A-DIRECT/DOOR COUPLING | 1 | 55.0123
10-04-00160 | GA160A | 3P SWITCH 160A-DIRECT/DOOR COUPLING | 1 | 59.122
10-04-00066 0 | GAX66N | DOOR COUP. HANDLE R/Y LEVER 65MM | 1 | 35.6792
10-04-00066 | GAX66NB | DOOR COUP. HANDLE BLACK LEVER 65MM | 1 | 35.6792
10-04-71500 | GAX7150AN | SHAFT EXTENSION SECT. 7MM LENGTH 150MM | 1 | 10.4545
10-04-07200 | GAX7200AN | SHAFT EXTENSION SECT. 7MM LENGTH 200MM | 1 | 11.2064
10-04-73000 | GAX7300AN | SHAFT EXTENSION SECT. 7MM LENGTH 300MM | 1 | 12.7926
10-04-01610 | GX1610U | ON-OFF SWITCH 3P 16A FRONT MOUNT 48X48 | 1 | 24.9157
10-04-02010 | GX2010U | ON-OFF SWITCH 3P 20A FRONT MOUNT 48X48 | 1 | 29.9009
10-04-03210 | GX3210U | ON-OFF SWITCH 3P 32A FRONT MOUNT 65X65 | 1 | 51.6957
10-04-04010 | GX4010U | ON-OFF SWITCH 3P 40A FRONT MOUNT 65X65 | 1 | 71.7189
10-04-01653 | GX1653U | CHANGEOVER SW. 3P 16A FRONT MOUNT 48X48 | 1 | 34.814
10-04-02053 | GX2053U | CHANGEOVER SW. 3P 20A FRONT MOUNT 48X48 | 1 | 41.7665
10-04-01675 | GX1675U | CHANGEOVER SW. 4P 16A FRONT MOUNT 48X48 | 1 | 41.7665
10-04-02075 | GX2075U | CHANGEOVER SW. 4P 20A FRONT MOUNT 48X48 | 1 | 50.1095
10-04-03253 | GX3253U | CHANGEOVER SW. 3P 32A FRONT MOUNT 65x65 | 1 | 76.8998
10-04-03275 | GX3275U | CHANGEOVER SW. 4P 32A FRONT MOUNT 65x65 | 1 | 94.6364
10-04-04053 | GX4053U | CHANGEOVER SW. 3P 40A FRONT MOUNT 65x65 | 1 | 108.6856
10-04-04075 | GX4075U | CHANGEOVER SW. 4P 40A FRONT MOUNT 65x65 | 1 | 134.6828
10-04-01611 | GX1611U | 3PH REVERSING SW. 16A FRONT MOUNT 48X48 | 1 | 31.8682
10-04-02011 | GX2011U | 3PH REVERSING SW. 20A FRONT MOUNT 48X48 | 1 | 38.2645
10-04-03211 | GX3211U | 3PH REVERSING SW. 32A FRONT MOUNT 65x65 | 1 | 69.4426
10-04-04011 | GX4011U | 3PH REVERSING SW. 40A FRONT MOUNT 65x65 | 1 | 97.7573
| GX1666U | VOLTM. SW. VLN/VLL 16A FRONT MNT 48X48 | 1 | 34.814
10-35-80002 | TMM1 | MOD.TIMER MULTIFUNCTION, MULTI SCALE & M | 1 | 36.9358
10-35-80004 | TMM2 | MOD.TIMER MULTIFUNCTION,MULTIS CALE & MU | 1 | 105.7295
10-35-80001 | TMP | MOD. TIME RELAY MUTISCALE & MULTIVOLTAGE | 1 | 75.2312
10-35-80006 | TMPL | MOD.TIMER RECYCLE WITH 2 TIME SCALES,MUL | 1 | 112.7747
| TMRTC | TIME RELAY WEEKLY NFC TECHNOLOGY | 1 | 56.73
| TMAST | TIME RELAY ASTRONOMICAL NFC TECHNOLOGY | 1 | 56.73
| LVM20A024 | LEVEL CONTROL RELAY LVM20 24VAC | 1 | 105.7295
| LVM20A127 | LEVEL CONTROL RELAY LVM20 110- 127VAC | 1 | 105.7295
10-22-20240 | LVM20A240 | LEVEL CONTROL RELAY LVM20 220- 240VAC | 1 | 105.7295
| LVM20A415 | LEVEL CONTROL RELAY LVM20 380- 415VAC | 1 | 105.7295
10-22-25240 | LVM25240 | LEVEL CONTROL RELAY 1 MOD. 24-240VAC/D | 1 | 126.484
10-35-80101 | 11SN1 | DETECTOR SN1 | 10 | 10.9283
10-22-10006 | LVFSN1B05 | FLOAT SWITCH FOR DIRTY WATER NEOP. 5M | 10 | 98.7564
10-22-10007 | LVFSN1B10 | FLOAT SWITCH FOR DIRTY WATER NEOP. 10M | 10 | 121.7769
10-22-10008 | LVFSN1B15 | FLOAT SWITCH FOR DIRTY WATER NEOP. 15M |  | 170.5268
10-22-10009 | LVFSN1B20 | FLOAT SWITCH FOR DIRTY WATER NEOP. 20M |  | 197.5643
10-22-10001 | LVFSP1W03 | FLOAT SWITCH FOR GRAY WATER PVC 3M | 50 | 18.9932
10-22-10002 | LVFSP1W05 | FLOAT SWITCH FOR GRAY WATER PVC 5M | 50 | 23.9475
10-22-10003 | LVFSP1W10 | FLOAT SWITCH FOR GRAY WATER PVC 10M | 30 | 32.9806
10-22-10004 | LVFSP1W15 | FLOAT SWITCH FOR GRAY WATER PVC 15M | 10 | 42.5802
10-22-10005 | LVFSP1W20 | FLOAT SWITCH FOR GRAY WATER PVC 20M |  | 82.7914

## C LUCE
ΚΩΔΙΚΟΣ ENEREL | ΚΩΔΙΚΟΣ ΠΡΟΪΟΝΤΟΣ | ΟΙΚΟΓΕΝΕΙΑ ΠΡΟΪΟΝΤΟΣ | ΠΕΡΙΓΡΑΦΗ ΠΡΟΪΟΝΤΟΣ | Watts | Nom Output (lm) | Net Output (lm) | Colour Temp. | ΧΡΩΜΑ | ΠΙΣΤΟΠΟΙΗΣΗ | ΤΙΜΗ ΜΟΝΑΔΟΣ ENEREL ΟΚΤΩΒΡΙΟΣ 2025
03-34-43115 | 247643.115 | Joy 2.0 | 1 COB 840 | 12 | 2210 | 1965 | 4000K | RAL7039 | ENEC | 136.4688
03-34-43130 | 247643.130 | Joy 2.0 | 1 COB 840 | 17.5 | 3040 | 2705 | 4000K | RAL7039 | ENEC | 136.4688
03-34-43138 | 247643.138 | Joy 2.0 | 1 COB 840 | 24.5 | 4000 | 3560 | 4000K | RAL7039 | ENEC | 140.3745
03-34-43144 | 247643.144 | Joy 2.0 | 1 COB 840 | 32 | 5000 | 4450 | 4000K | RAL7039 | ENEC | 144.7396
03-34-45146 | 247643.146 | Joy 2.0 | 1 COB 840 | 37 | 6520 | 5800 | 4000K | RAL7039 | ENEC | 147.7263
| code + DALI | Accessori | Reattore Dimmerabile DALI | [6 empty] | 38.3675
| 920003.001 | Accessori | Braccio L=740 mm / Wall Bracket L=740 mm | [6 empty] | 35.1511
| 920003.006 | Accessori | Adattatore Palo "T" diam. 40/60 adapter for Joy/Pixel | [6 empty] | 39.0567
| 924703.000 | Accessori | Picchetto per terreno Joy//Pixel / Garden pike for Joy/Pixel | [6 empty] | 18.3796
03-34-43121 | 256643.121 | Gemini Lite SM | 1 COB 840 | 21 | 3870 | 3250.8 | 4000K | RAL7039 |  | 170.2414
03-34-43131 | 256643.131 | Gemini Lite SM | 1 COB 840 | 30.5 | 5660 | 4754.4 | 4000K | RAL7039 |  | 172.5388
03-34-43261 | 256643.261 | Gemini Lite SM | 2 COB 840 | 61 | 11320 | 9508.8 | 4000K | RAL7039 |  | 208.6089
03-34-04312 1 | 265643.121 | Gemini Lite AS | 1 COB 840 | 21 | 3870 | 2825.1 | 4000K | RAL7039 |  | 173.6876
03-34-04313 1 | 265643.131 | Gemini Lite AS | 1 COB 840 | 30.5 | 5660 | 4131.8 | 4000K | RAL7039 |  | 175.985
03-34-04326 1 | 265643.261 | Gemini Lite AS | 2 COB 840 | 61 | 11320 | 8263.6 | 4000K | RAL7039 |  | 212.0551
| code + DALI | Accessori | Reattore Dimmerabile DALI | [6 empty] | 58.3553
| 900000.003 | Accessori | SPD 12kV CLI Integrato / SPD 12kV CLI Embedded | [6 empty] | 13.555
| 925600.000 | Accessori | Griglia di Protezione | [6 empty] | 26.6505
| 925603.001 | Accessori | Adattatore Palo "Deco" Gemini | [6 empty] | 48.706
03-34-43162 | 258643.162 | Gemini Pro AS | 1 LM 740 | 24 | 4150 | 3071 | 4000K | RAL7039 |  | 238.7055
03-34-43262 | 258643.262 | Gemini Pro AS | 2 LM 740 | 48 | 8300 | 6142 | 4000K | RAL7039 |  | 283.5059
03-34-43362 0 | 258643.362 | Gemini Pro AS | 3 LM 740 | 72 | 12450 | 9213 | 4000K | RAL7039 |  | 316.5892
| 266643.162 | Gemini Pro ASport | 1 LM 740 | 24 | 4150 | 3486 | 4000K | RAL7039 |  | 238.7055
| 266643.262 | Gemini Pro ASport | 2 LM 740 | 48 | 8300 | 6972 | 4000K | RAL7039 |  | 283.5059
| 266643.362 | Gemini Pro ASport | 3 LM 740 | 72 | 12450 | 10458 | 4000K | RAL7039 |  | 316.5892
| 259643.162 | Gemini Pro ME3M | 1 LM 740 | 24 | 4150 | 3469.4 | 4000K | RAL7039 |  | 238.7055
| 259643.262 | Gemini Pro ME3M | 2 LM 740 | 48 | 8300 | 6938.8 | 4000K | RAL7039 |  | 283.5059
| 259643.362 | Gemini Pro ME3M | 3 LM 740 | 72 | 12450 | 10408.2 | 4000K | RAL7039 |  | 316.5892
| 900000.003 | Accessori | SPD 12kV CLI Integrato / SPD 12kV CLI Embedded | [6 empty] | 13.7847
| code + DIMM | Accessori | Reattore Dimmerabile VMidnight | [6 empty] | 14.9335
| code + DALI | Accessori | Reattore Dimmerabile DALI | [6 empty] | 24.8125
| 925600.000 | Accessori | Griglia di Protezione | [6 empty] | 26.6505
| 925603.001 | Accessori | Adattatore Palo "Deco" Gemini | [6 empty] | 48.706
| 235643.104 | Pixel SM | 1 LM 840 | 35 | 5200 | 4760 | 4000K | RAL7039 | ENEC | 285.1141
| 235643.208 | Pixel SM | 2 LM 840 | 70 | 10400 | 9515 | 4000K | RAL7039 | ENEC | 323.7113
| 235643.312 | Pixel SM | 3 LM 840 | 105 | 15600 | 14275 | 4000K | RAL7039 | ENEC | 360.0111
| 235643.416 | Pixel SM | 4 LM 840 | 140 | 20800 | 19030 | 4000K | RAL7039 | ENEC | 382.7559
| 236643.104 | Pixel AS | 1 LM 840 | 35 | 5200 | 4560 | 4000K | RAL7039 | ENEC | 291.547
| 236643.208 | Pixel AS | 2 LM 840 | 70 | 10400 | 9120 | 4000K | RAL7039 | ENEC | 336.5771
| 236643.312 | Pixel AS | 3 LM 840 | 105 | 15600 | 13670 | 4000K | RAL7039 | ENEC | 379.999
| 236643.416 | Pixel AS | 4 LM 840 | 140 | 20800 | 18235 | 4000K | RAL7039 | ENEC | 408.7172
| 237643.104 | Pixel ST | 1 LM 840 | 35 | 5200 | 4475 | 4000K | RAL7039 | ENEC | 291.547
| 237643.208 | Pixel ST | 2 LM 840 | 70 | 10400 | 8950 | 4000K | RAL7039 | ENEC | 336.5771
| 237643.312 | Pixel ST | 3 LM 840 | 105 | 15600 | 13420 | 4000K | RAL7039 | ENEC | 379.999
| 237643.416 | Pixel ST | 4 LM 840 | 140 | 20800 | 17900 | 4000K | RAL7039 | ENEC | 408.7172
| code + DIMM | Accessori | Reattore Dimmerabile VMidnight | [6 empty] | 24.5828
| code + DALI | Accessori | Reattore Dimmerabile DALI | [6 empty] | 38.5972
| 900000.000 | Accessori | SPD 10kV CLII integrato con Cut/Off ¦ SPD 10kV CLII embedded with Cut/Off | [6 empty] | 17.0012
| 920003.006 | Accessori | Adattatore Palo "T" diam. 40/60 adapter for Joy/Pixel |  |  |  |  | RAL7039 |  | 39.0567
| 923503.001 | Accessori | Adattatore Palo arredo urbano diam. 40 per Pixel |  |  |  |  | RAL7039 |  | 89.8305
| 923503.002 | Accessori | Adattatore Palo arredo urbano diam. 60 per Pixel |  |  |  |  | RAL7039 |  | 89.8305
| 923503.003 | Accessori | Adattatore Palo arredo urbano DOPPIO diam. 60 per Pixel |  |  |  |  | RAL7039 |  | 163.1193
| 920003.001 | Accessori | Braccio L=740 mm / Wall Bracket L=740 mm |  |  |  |  | RAL7039 |  | 35.1511
| 924703.000 | Accessori | Picchetto per terreno Joy//Pixel / Garden pike for Joy/Pixel |  |  |  |  | RAL7039 |  | 18.3796
03-34-43297 | 270643.297 | Gemini Max Lite | 2 COB 840 | 97 | 16120 | 13540.8 | 4000K | RAL7039 |  | 374.7148
03-34-43314 | 270643.314 | Gemini Max Lite | 3 COB 840 | 145 | 24180 | 20311.2 | 4000K | RAL7039 |  | 399.5273
03-34-43418 | 270643.418 | Gemini Max Lite | 4 COB 840 | 195 | 32245 | 27085.8 | 4000K | RAL7039 |  | 453.7473
03-34-43524 | 270643.524 | Gemini Max Lite | 5 COB 840 | 230 | 38425 | 32277 | 4000K | RAL7039 |  | 475.3433
03-34-04329 7 | 271643.297 | Gemini Max Lite AS | 2 COB 840 | 97 | 16120 | 11767.6 | 4000K | RAL7039 |  | 374.7148
03-34-04331 4 | 271643.314 | Gemini Max Lite AS | 3 COB 840 | 145 | 24180 | 17651.4 | 4000K | RAL7039 |  | 399.5273
03-34-04341 8 | 271643.418 | Gemini Max Lite AS | 4 COB 840 | 195 | 32245 | 23538.85 | 4000K | RAL7039 |  | 453.7473
03-34-04352 4 | 271643.524 | Gemini Max Lite AS | 5 COB 840 | 230 | 38425 | 28050.25 | 4000K | RAL7039 |  | 475.3433
| code + DALI | Accessori | Reattore Dimmerabile DALI | [6 empty] | 52.1522
| 900000.003 | Accessori | SPD 12kV CLI Integrato / SPD 12kV CLI Embedded | [6 empty] | 12.636
|  | Accessori | Griglia di Protezione
03-34-43382 | 273643.382 | Gemini Max Pro AS | 3 LM 740 | 96 | 16620 | 12298.8 | 4000K | RAL7039 |  | 464.5453
03-34-43482 | 273643.482 | Gemini Max Pro AS | 4 LM 740 | 128 | 22160 | 16398.4 | 4000K | RAL7039 |  | 510.2647
03-34-43582 | 273643.582 | Gemini Max Pro AS | 5 LM 740 | 160 | 27700 | 20498 | 4000K | RAL7039 |  | 573.4447
03-34-43682 | 273643.682 | Gemini Max Pro AS | 6 LM 740 | 192 | 33240 | 24597.6 | 4000K | RAL7039 |  | 631.3405
03-34-43782 | 273643.782 | Gemini Max Pro AS | 7 LM 740 | 224 | 38780 | 28697.2 | 4000K | RAL7039 |  | 673.8434
| 274643.382 | Gemini Max Pro ASport | 3 LM 740 | 96 | 16620 | 13960.8 | 4000K | RAL7039 |  | 464.5453
| 274643.482 | Gemini Max Pro ASport | 4 LM 740 | 128 | 22160 | 18614.4 | 4000K | RAL7039 |  | 510.2647
| 274643.582 | Gemini Max Pro ASport | 5 LM 740 | 160 | 27700 | 23268 | 4000K | RAL7039 |  | 573.4447
| 274643.682 | Gemini Max Pro ASport | 6 LM 740 | 192 | 33240 | 27921.6 | 4000K | RAL7039 |  | 631.3405
| 274643.782 | Gemini Max Pro ASport | 7 LM 740 | 224 | 38780 | 32575.2 | 4000K | RAL7039 |  | 673.8434
| 275643.382 | Gemini Max Pro ME3M | 3 LM 740 | 96 | 16620 | 13894.32 | 4000K | RAL7039 |  | 464.5453
| 275643.482 | Gemini Max Pro ME3M | 4 LM 740 | 128 | 22160 | 18525.76 | 4000K | RAL7039 |  | 510.2647
| 275643.582 | Gemini Max Pro ME3M | 5 LM 740 | 160 | 27700 | 23157.2 | 4000K | RAL7039 |  | 573.4447
| 275643.682 | Gemini Max Pro ME3M | 6 LM 740 | 192 | 33240 | 27788.64 | 4000K | RAL7039 |  | 631.3405
| 275643.782 | Gemini Max Pro ME3M | 7 LM 740 | 224 | 38780 | 32420.08 | 4000K | RAL7039 |  | 673.8434
| 900000.003 | Accessori | SPD 12kV CLI Integrato / SPD 12kV CLI Embedded | [6 empty] | 13.555
| code + DIMM | Accessori | Reattore Dimmerabile VMidnight | [6 empty] | 12.4063
| code + DALI | Accessori | Reattore Dimmerabile DALI | [6 empty] | 17.2309
| 927000.000 | Accessori | Griglia di Protezione | [6 empty] | 21.3663
| 243643.416 | Antares SM | 4 LM 840 | 140 | 20800 | 19030 | 4000K | RAL7039 | ENEC | 674.9921
| 243643.520 | Antares SM | 5 LM 840 | 175 | 26000 | 23790 | 4000K | RAL7039 | ENEC | 723.4684
| 243643.624 | Antares SM | 6 LM 840 | 210 | 31200 | 28550 | 4000K | RAL7039 | ENEC | 798.3655
| 243643.728 | Antares SM | 7 LM 840 | 245 | 36400 | 33310 | 4000K | RAL7039 | ENEC | 838.3412
| 243643.832 | Antares SM | 8 LM 840 | 280 | 41600 | 38070 | 4000K | RAL7039 | ENEC | 862.2347
| 243643.936 | Antares SM | 9 LM 840 | 315 | 46800 | 42825 | 4000K | RAL7039 | ENEC | 918.7521
| 244643.416 | Antares AS | 4 LM 840 | 140 | 20800 | 18235 | 4000K | RAL7039 | ENEC | 700.0344
| 244643.520 | Antares AS | 5 LM 840 | 175 | 26000 | 22795 | 4000K | RAL7039 | ENEC | 754.4841
| 244643.624 | Antares AS | 6 LM 840 | 210 | 31200 | 27350 | 4000K | RAL7039 | ENEC | 835.5842
| 244643.728 | Antares AS | 7 LM 840 | 245 | 36400 | 31910 | 4000K | RAL7039 | ENEC | 881.7631
| 244643.832 | Antares AS | 8 LM 840 | 280 | 41600 | 36470 | 4000K | RAL7039 | ENEC | 911.8597
| 244643.936 | Antares AS | 9 LM 840 | 315 | 46800 | 41030 | 4000K | RAL7039 | ENEC | 974.5802
| code + DIMM | Accessori | Reattore Dimmerabile Vmidnight | [6 empty] | 53.7604
| code + DALI | Accessori | Reattore Dimmerabile DALI | [6 empty] | 66.3964
| 900000.000 | Accessori | SPD 10kV CLII integrato con Cut/Off ¦ SPD 10kV CLII embedded with Cut/Off | [6 empty] | 17.0012
| 921004.004 | Accessori | Adattatore palo d. 40/60 / Pole diam. 40/60 mm adapter |  | 36993 |  |  | RAL7039 |  | 43.6516
03-34-64309 6 | 250643.096 | Match AS | 2 LM 740 | 240 | 36950 | 34806.9 | 4000K | RAL7039 | ENEC | 654.0853
03-34-64319 2 | 250643.192 | Match AS | 4 LM 740 | 480 | 73900 | 69613.8 | 4000K | RAL7039 | ENEC | 1299.4403
03-34-64328 8 | 250643.288 | Match AS | 6 LM 740 | 720 | 110850 | 104420.7 | 4000K | RAL7039 | ENEC | 2024.2872
03-34-64338 4 | 250643.384 | Match AS | 8 LM 740 | 960 | 147800 | 139227.6 | 4000K | RAL7039 | ENEC | 2695.8332
| 251643.096 | Match 15° | 2 LM 740 | 240 | 36950 | 34880.8 | 4000K | RAL7039 | ENEC | 654.0853
| 251643.192 | Match 15 | 4 LM 740 | 480 | 73900 | 69761.6 | 4000K | RAL7039 | ENEC | 1299.4403
| 251643.288 | Match 15 | 6 LM 740 | 720 | 110850 | 104642.4 | 4000K | RAL7039 | ENEC | 2024.2872
| 251643.384 | Match 15 | 8 LM 740 | 960 | 147800 | 139523.2 | 4000K | RAL7039 | ENEC | 2695.8332
| 252643.096 | Match 24 | 2 LM 740 | 240 | 36950 | 34696.05 | 4000K | RAL7039 | ENEC | 654.0853
| 252643.192 | Match 24 | 4 LM 740 | 480 | 73900 | 69392.1 | 4000K | RAL7039 | ENEC | 1299.4403
| 252643.288 | Match 24 | 6 LM 740 | 720 | 110850 | 104088.15 | 4000K | RAL7039 | ENEC | 2024.2872
| 252643.384 | Match 24 | 8 LM 740 | 960 | 147800 | 138784.2 | 4000K | RAL7039 | ENEC | 2695.8332
| 253643.096 | Match 40 | 2 LM 740 | 240 | 36950 | 33218.05 | 4000K | RAL7039 | ENEC | 654.0853
| 253643.192 | Match 40 | 4 LM 740 | 480 | 73900 | 66436.1 | 4000K | RAL7039 | ENEC | 1299.4403
| 253643.288 | Match 40 | 6 LM 740 | 720 | 110850 | 99654.15 | 4000K | RAL7039 | ENEC | 2024.2872
| 253643.384 | Match 40 | 8 LM 740 | 960 | 147800 | 132872.2 | 4000K | RAL7039 | ENEC | 2695.8332
| 925000.001 | Accessori | Vetro di protezione per match 240W (IK10) / Protection Glass set for Match 240W | [6 empty] | 53.0712
| 925000.002 | Accessori | Vetro di protezione per match 480W (IK10) / Protection Glass set for Match 480W | [6 empty] | 106.1424
| 925000.003 | Accessori | Vetro di protezione per match 720W (IK10) / Protection Glass set for Match 720W | [6 empty] | 158.9839
| 925000.004 | Accessori | Vetro di protezione per match 960W (IK10) / Protection Glass set for Match 960W | [6 empty] | 212.0551
| code+DIMM | Accessori | VMidnight driver Match 240W | [6 empty] | 29.1777
| code+DIMM | Accessori | VMidnight driver Match 480W | [6 empty] | 58.1256
| code+DIMM | Accessori | VMidnight driver Match 720W | [6 empty] | 87.3033
| code+DIMM | Accessori | VMidnight driver Match 960W | [6 empty] | 116.2512
| code+DALI | Accessori | DALI driver Match 240W | [6 empty] | 58.1256
| code+DALI | Accessori | DALI driver Match 480W | [6 empty] | 116.2512
| code+DALI | Accessori | DALI driver Match 720W | [6 empty] | 174.3768
| code+DALI | Accessori | DALI driver Match 960W | [6 empty] | 232.5024
| 925000.000 | Accessori | Kit installazione puntatore laser / Laser Aiming Kit for Match | [6 empty] | 4.8247
| 900000.001 | Accessori | SPD 15kV CLI/II Esterno IP65 / SPD 15kV External IP65 | [6 empty] | 22.7448
03-34-43239 | 347643.239 | Hyper Lite | 2x LC026D G3 | 37 | 6505 | 5854.5 | 4000K | RAL7039 |  | 200.5678
03-34-43260 | 347643.260 | Hyper Lite | 2x LC026D G3 | 74 | 11600 | 10440 | 4000K | RAL7039 |  | 216.65
03-34-43297 0 | 347643.297 | Hyper Lite | 2x LC060D G3 | 98 | 16120 | 14508 | 4000K | RAL7039 |  | 219.4069
03-34-43214 | 347643.214 | Hyper Lite | 2x LC060D G3 | 145 | 23520 | 21168 | 4000K | RAL7039 |  | 263.7478
03-34-43087 | 348643.087 | Hyper Pro 60 | 1x RM225E320 | 87.5 | 15360 | 14407.68 | 4000K | RAL7039 | ENEC | 240.7732
03-34-43136 | 348643.136 | Hyper Pro 60 | 1x RM225E320 | 136 | 22375 | 20987.75 | 4000K | RAL7039 | ENEC | 240.7732
03-34-43177 | 348643.177 | Hyper Pro 60 | 1x RM225Y320 | 177 | 30820 | 28909.16 | 4000K | RAL7039 | ENEC | 298.8988
03-34-43225 | 348643.225 | Hyper Pro 60 | 1x RM225Y320 | 210 | 33770 | 31676.26 | 4000K | RAL7039 | ENEC | 352.1998
ENEC
03-34-64308 7 | 349643.087 | Hyper Pro 90 | 1x RM225E320 | 87.5 | 15360 | 14453.76 | 4000K | RAL7039 | ENEC | 240.7732
03-34-64313 6 | 349643.136 | Hyper Pro 90 | 1x RM225E320 | 136 | 15360 | 14453.76 | 4000K | RAL7039 | ENEC | 240.7732
03-34-64317 7 | 349643.177 | Hyper Pro 90 | 1x RM225Y320 | 177 | 30820 | 29001.62 | 4000K | RAL7039 | ENEC | 298.8988
03-34-64322 5 | 349643.225 | Hyper Pro 90 | 1x RM225Y320 | 210 | 33770 | 31777.57 | 4000K | RAL7039 | ENEC | 352.1998
| code + DIMM | Accessori | Reattore Dimmerabile 1-10V | [6 empty] | 59.9636
| code + DALI | Accessori | Reattore Dimmerabile DALI | [6 empty] | 72.3698
| code+01 | Accessori | Kit Emergenza 1h SA / 1h Emergency Kit | [6 empty] | 192.7564
| code+03 | Accessori | Kit Emergenza 3h SA / 3h Emergency Kit | [6 empty] | 246.0574
| 934803.000 | Accessori | Griglia di protezione / Protection grid | [6 empty] | 36.7593
| 934800.001 | Accessori | Vetro di protezione temperato /Protection tempered Glass for Hyper PRO | [6 empty] | 18.6094
| 934800.002 | Accessori | Staffa soffitto/rotazione Parete per Hyper Pro | [6 empty] | 14.474
| 990000.003 | Accessori | Sensore crepuscolare / movimento ON-OFF/1-10V ¦ ON-OFF/1-10V Twilight / motion sensor | [6 empty] | 146.3479
| 990000.100 | Accessori | Telecomando per Sensore / movimento ¦ Twilight / motion sensor remote controller | [6 empty] | 39.746
| 334003.000 | Atom NC (NO LENTE) | [7 empty] | 222.8531
| 335643.012 | Atom 90 | 2 LM12 840 | 45 | 7750 | 6975 | 4000K | RAL7039 |  | 371.2687
| 335643.024 | Atom 90 | 2 LM12 840 | 92 | 14300 | 12870 | 4000K | RAL7039 |  | 371.2687
| 335643.036 | Atom 90 | 1 LM36 840 | 138 | 21450 | 19305 | 4000K | RAL7039 |  | 418.5962
| 335643.048 | Atom 90 | 1 LM48 840 | 184 | 28600 | 25740 | 4000K | RAL7039 |  | 483.6142
| 337643.012 | Atom 90/Staffa | 2 LM12 840 | 45 | 7750 | 6975 | 4000K | RAL7039 |  | 373.5661
| 337643.024 | Atom 90/Staffa | 2 LM12 840 | 92 | 14300 | 12870 | 4000K | RAL7039 |  | 373.5661
| 337643.036 | Atom 90/Staffa | 1 LM36 840 | 138 | 21450 | 19305 | 4000K | RAL7039 |  | 420.6639
| 337643.048 | Atom 90/Staffa | 1 LM48 840 | 184 | 28600 | 25740 | 4000K | RAL7039 |  | 485.6819
| code + DIMM | Accessori | Reattore Dimmerabile 1-10V | [6 empty] | 24.1233
| code + DALI | Accessori | Reattore Dimmerabile DALI | [6 empty] | 46.8681
| code+01 | Accessori | Kit Emergenza 1h SA / 1h Emergency Kit | [6 empty] | 212.5145
| code+03 | Accessori | Kit Emergenza 3h SA / 3h Emergency Kit | [6 empty] | 266.5047
| 933400.000 | Accessori | Vetro di protezione temperato /Protection tempered Glass | [6 empty] | 28.4884
| 933400.001 | Accessori | Griglia di protezione / Protection grid | [6 empty] | 32.6239
| 330643.104 | Hexagon 120 | 1 LM 840 | 32 | 4300 | 4085 | 4000K | RAL7039 |  | 198.7298
| 330643.208 | Hexagon 120 | 2 LM 840 | 64 | 8600 | 8170 | 4000K | RAL7039 |  | 309.9266
| 330643.312 | Hexagon 120 | 3 LM 840 | 96 | 12900 | 12255 | 4000K | RAL7039 |  | 418.826
| 330643.416 | Hexagon 120 | 4 LM 840 | 128 | 17200 | 16340 | 4000K | RAL7039 |  | 541.51
| 330643.520 | Hexagon 120 | 5 LM 840 | 160 | 21500 | 20425 | 4000K | RAL7039 |  | 671.3162
| 330643.624 | Hexagon 120 | 6 LM 840 | 192 | 25800 | 24510 | 4000K | RAL7039 |  | 788.2567
| 331643.104 | Hexagon 60 | 1 LM 840 | 32 | 4300 | 4115 | 4000K | RAL7039 |  | 198.7298
| 331643.208 | Hexagon 60 | 2 LM 840 | 64 | 8600 | 8230 | 4000K | RAL7039 |  | 309.9266
| 331643.312 | Hexagon 60 | 3 LM 840 | 96 | 12900 | 12345 | 4000K | RAL7039 |  | 418.826
| 331643.416 | Hexagon 60 | 4 LM 840 | 128 | 17200 | 16460 | 4000K | RAL7039 |  | 541.51
| 331643.520 | Hexagon 60 | 5 LM 840 | 160 | 21500 | 20575 | 4000K | RAL7039 |  | 671.3162
| 331643.624 | Hexagon 60 | 6 LM 840 | 192 | 25800 | 24690 | 4000K | RAL7039 |  | 788.2567
| REA9350.075 | Accessori | Ext. W/B 75W IP67 Cl. I (ON/OFF + 1-10V) | up to 64W |  |  |  | RAL7039 |  | 59.5041
| REA9351.100 | Accessori | Ext. W/B 100W IP67 Cl. I (ON/OFF + 1-10V) | up to128W |  |  |  | RAL7039 |  | 61.8015
| REA9353.150 | Accessori | Ext. W/B 150W IP67 Cl. I (ON/OFF + 1-10V) | up to192W |  |  |  | RAL7039 |  | 72.3698
| REA9351.200 | Accessori | Ext. W/B 200W IP67 Cl. I (ON/OFF + 1-10V) | [6 empty] | 72.3698
| REA9350.240 | Accessori | Ext. W/B 240W IP67 Cl. I (ON/OFF + 1-10V) | [6 empty] | 72.3698
| 932100.000 | Accessori | Cono Nikelato per tirante acciaio | [6 empty] | 4.3652
| CAV3300.001 | Accessori | Connettore M/F modulo 10 cm | [6 empty] | 5.7436
| 933003.000 | Accessori | Staffe fissaggio parete/soffitto / Wall-Ceiling fixing bracket | [6 empty] | 6.4329
| COP3216.000 | Accessori | Basetta fissaggio / Fixing base | [6 empty] | 7.3519
| CAS0000.002 | Accessori | Tiranti Acciaio L=1,75 (1pc) / Iron Cable L=1,75mt | [6 empty] | 0.91898
| 321643.104 | Hexagon | Modulo Ingr/Passante LED 4 XPE35 D120, CCT 4000K | 32 |  |  | 4000K | RAL7039 |  | 120.3866
| 322643.104 | Hexagon | Modulo Finale LED 4 XPE35, D120, CCT 4000K | 32 |  |  | 4000K | RAL7039 |  | 115.562
| 323643.104 | Hexagon | Modulo Ingr/Passante LED 4 XPE35 D60, CCT 4000K | 32 |  |  | 4000K | RAL7039 |  | 120.3866
| 324643.104 | Hexagon | Modulo Finale LED 4 XPE35 D60, CCT 4000K | 32 |  |  | 4000K | RAL7039 |  | 115.562
| 332643.312 | Hexagon SQ 120 | 3 LM 840 | 120 | 15000 | 14250 | 4000K | RAL7039 |  | 433.7594
| 332643.416 | Hexagon SQ 120 | 4 LM 840 | 160 | 20000 | 19000 | 4000K | RAL7039 |  | 512.7919
| 332643.520 | Hexagon SQ 120 | 5 LM 840 | 200 | 25000 | 23750 | 4000K | RAL7039 |  | 625.3671
| 332643.624 | Hexagon SQ 120 | 6 LM 840 | 240 | 30000 | 28500 | 4000K | RAL7039 |  | 730.1311
| 333643.312 | Hexagon SQ 60 | 3 LM 840 | 120 | 15000 | 14250 | 4000K | RAL7039 |  | 433.7594
| 333643.416 | Hexagon SQ 60 | 4 LM 840 | 160 | 20000 | 19000 | 4000K | RAL7039 |  | 512.7919
| 333643.520 | Hexagon SQ 60 | 5 LM 840 | 200 | 25000 | 23750 | 4000K | RAL7039 |  | 625.3671
| 333643.624 | Hexagon SQ 60 | 6 LM 840 | 240 | 30000 | 28500 | 4000K | RAL7039 |  | 730.1311
| 933300.000 | Accessori | Griglia di protezione 3-4 moduli / Protection grid for 3-4 modules version | [6 empty] | 21.1366
| 933300.001 | Accessori | Griglia di protezione 5-6 moduli / Protection grid for 5-6 modules version | [6 empty] | 26.191
| 933303.002 | Accessori | Staffa di Rotazione/Rotating Bracket | [6 empty] | 9.6493
|  | Replay NC | c/lente s/parti elettrriche | [6 empty] | 157.6054
| 228643.024 | Replay 90 | 1 LM36 840 | 99 | 16950 | 15255 | 4000K | RAL9006 |  | 357.7137
| 228643.036 | Replay 90 | 1 LM36 840 | 138 | 21450 | 19305 | 4000K | RAL9006 |  | 357.7137
| 228643.048 | Replay 90 | 1 LM48 840 | 184 | 28600 | 25740 | 4000K | RAL9006 |  | 415.6095
| 229643.024 | Replay AS | 1 LM36 840 | 99 | 16950 | 14627.85 | 4000K | RAL9006 |  | 357.7137
| 229643.036 | Replay AS | 1 LM36 840 | 138 | 21450 | 18511.35 | 4000K | RAL9006 |  | 357.7137
| 229643.048 | Replay AS | 1 LM48 840 | 184 | 28600 | 24681.8 | 4000K | RAL9006 |  | 415.6095
| code + DALI | Accessori | Reattore Dimmerabile DALI | [6 empty] | 76.9647
| 922701.000 | Accessori | Staffa di rotazione/Rotating Bracket |  |  |  |  | RAL9006 |  | 22.5151
| code+01 | Accessori | Kit Emergenza 1h SA / 1h Emergency Kit | [6 empty] | 194.5944
| code+03 | Accessori | Kit Emergenza 3h SA / 3h Emergency Kit | [6 empty] | 248.5846
| 922700.001 | Accessori | Griglia di protezione / Protection grid | [6 empty] | 15.6227
| 922700.002 | Accessori | Telaio da Incasso Replay/ Frame for Built-in |  |  |  |  | RAL9006 |  | 117.6297
| 325643.111 | Proxima 90 | 58cm 840 | 10 | 1685 | 1381.7 | 4000K | ALLUMINIUM |  | 207.9196
| 325643.222 | Proxima 90 | 115cm 840 | 20 | 3370 | 2763.4 | 4000K | ALLUMINIUM |  | 291.547
| 325643.333 | Proxima 90 | 172cm 840 | 30 | 5055 | 4145.1 | 4000K | ALLUMINIUM |  | 399.9868
| 325643.123 | Proxima 90 | 58cm 840 | 23 | 4010 | 3264 | 4000K | ALLUMINIUM |  | 207.9196
| 325643.246 | Proxima 90 | 115cm 840 | 46 | 8020 | 6524 | 4000K | ALLUMINIUM |  | 292.0065
| 325643.369 | Proxima 90 | 172cm 840 | 69 | 12030 | 9792 | 4000K | ALLUMINIUM |  | 390.3375
0
| 325643.133 | Proxima 90 | 58cm 840 | 33 | 5394 | 4343 | 4000K | ALLUMINIUM |  | 207.9196
| 325643.266 | Proxima 90 | 115cm 840 | 66 | 10788 | 8685 | 4000K | ALLUMINIUM |  | 278.2217
| 325643.399 | Proxima 90 | 172cm 840 | 99 | 16182 | 13030 | 4000K | ALLUMINIUM |  | 390.3375
| code+01 | Accessori | Kit Emergenza 1h SA / 1h Emergency Kit | [6 empty] | 158.7541
| code+03 | Accessori | Kit Emergenza 3h SA / 3h Emergency Kit | [6 empty] | 167.2547
| code + DALI | Accessori | Reattore Dimmerabile DALI | [6 empty] | 56.9769
| 932503.000 | Accessori | Staffe Parete | [6 empty] | 12.8657
| 932500.001 | Accessori | Griglia di Protezione modulare (572mm) | [6 empty] | 16.0822
| 340643.233 | Lane 60 | 115cm 840 | 33 | 5840 | 5080.8 | 4000K | RAL9006 |  | 153.2402
| 340643.349 | Lane 60 | 171cm 840 | 49 | 8760 | 7621.2 | 4000K | RAL9006 |  | 191.1482
| 340643.270 | Lane 60 | 115cm 840 | 70 | 11160 | 9709.2 | 4000K | RAL9006 |  | 170.0116
| 340643.310 | Lane 60 | 171cm 840 | 105 | 16740 | 14563.8 | 4000K | RAL9006 |  | 208.3791
| 341643.233 | Lane 90 | 115cm 840 | 33 | 5840 | 5139.2 | 4000K | RAL9006 |  | 153.2402
| 341643.349 | Lane 90 | 171cm 840 | 49 | 8760 | 7708.8 | 4000K | RAL9006 |  | 191.1482
| 341643.270 | Lane 90 | 115cm 840 | 70 | 11160 | 9820.8 | 4000K | RAL9006 |  | 170.0116
| 341643.310 | Lane 90 | 171cm 840 | 105 | 16740 | 14731.2 | 4000K | RAL9006 |  | 208.3791
| code + PASS | Accessori | Versione cablaggio passante / Pass-through wiring version | [6 empty] | 27.7992
| code + DALI | Accessori | Reattore Dimmerabile DALI | [6 empty] | 38.827
| code + 01 | Accessori | Kit Emergenza 1h SA (3W) | [6 empty] | 91.4387
| code + 03 | Accessori | Kit Emergenza 3h SA (3W) | [6 empty] | 95.8039
| 961400.001 | Accessori | Kit sospensione SLY/LANE | [6 empty] | 8.7303
| 129647.118 | Prima LED Eco | 66cm 840 | 11 | 2030 | 1502.2 | 4000K | Grigio/Gray (NO RAL) |  | 89.8305
| 129647.136 | Prima LED Eco | 127cm 840 | 22 | 4065 | 3008.1 | 4000K | Grigio/Gray (NO RAL) |  | 113.9537
| 129647.158 | Prima LED Eco | 157cm 840 | 28 | 5080 | 3759.2 | 4000K | Grigio/Gray (NO RAL) |  | 127.5087
| 129647.218 | Prima LED Eco | 66cm 840 | 21 | 3500 | 2590 | 4000K | Grigio/Gray (NO RAL) |  | 89.8305
| 129647.236 | Prima LED Eco | 127cm 840 | 41 | 6870 | 5083.8 | 4000K | Grigio/Gray (NO RAL) |  | 113.9537
| 129647.258 | Prima LED Eco | 157cm 840 | 52 | 8580 | 6349.2 | 4000K | Grigio/Gray (NO RAL) |  | 127.5087
0
| code + PASS | Accessori | Versione cablaggio passante / Pass-through wiring version | [6 empty] | 23.434
| code + DIMM | Accessori | Reattore Dimmerabile 1-10V | [6 empty] | 33.7726
| code + DALI | Accessori | Reattore Dimmerabile DALI | [6 empty] | 31.7049
| code + 01 | Accessori | Kit Emergenza 1h SA, 3W (escluso 129647.118, 129647.218 - M20 stnd) | [6 empty] | 92.1279
| code + 03 | Accessori | Kit Emergenza 3h SA, 3W (escluso 129647.118, 129647.218 - M20 stnd) | [6 empty] | 96.7228
| 910707.018 | Accessori | S/S Clips kit (6pcs) for Prima 1/2x18W | [6 empty] | 4.3652
| 910707.036 | Accessori | S/S Clips kit (10pcs) for Prima 1/2x36W | [6 empty] | 7.1221
| 910707.058 | Accessori | S/S Clips kit (12pcs) for Prima 1/2x58W | [6 empty] | 8.5006
03-34-47111 | 338647.111 | Next | 62cm 840 | 11 | 1720 | 1462 | 4000K | Grigio/Gray (NO RAL) |  | 80.8704
03-34-47222 | 338647.222 | Next | 118cm 840 | 22 | 3440 | 2924 | 4000K | Grigio/Gray (NO RAL) |  | 98.7905
03-34-47327 | 338647.327 | Next | 145cm 840 | 27 | 4300 | 3655 | 4000K | Grigio/Gray (NO RAL) |  | 109.8183
03-34-47121 | 338647.121 | Next | 62cm 840 | 21 | 3500 | 2975 | 4000K | Grigio/Gray (NO RAL) |  | 80.6407
03-34-47241 | 338647.241 | Next | 118cm 840 | 41 | 6870 | 5839.5 | 4000K | Grigio/Gray (NO RAL) |  | 101.7772
03-34-47352 | 338647.352 | Next | 145cm 840 | 52 | 8580 | 7293 | 4000K | Grigio/Gray (NO RAL) |  | 113.724
03-34-47131 | 338647.131 | Next | 62cm 840 | 30 | 4920 | 4182 | 4000K | Grigio/Gray (NO RAL) |  | 80.6407
03-34-47261 | 338647.261 | Next | 118cm 840 | 60 | 9840 | 8364 | 4000K | Grigio/Gray (NO RAL) |  | 107.9804
03-34-47375 | 338647.375 | Next | 145cm 840 | 75 | 12290 | 10446.5 | 4000K | Grigio/Gray (NO RAL) |  | 119.6974
| 339647.111 | Next+ | 62cm 840 | 11 | 1720 | 1462 | 4000K | Grigio/Gray (NO RAL) |  | 87.0735
| 339647.222 | Next+ | 118cm 840 | 22 | 3440 | 2924 | 4000K | Grigio/Gray (NO RAL) |  | 106.1424
| 339647.327 | Next+ | 145cm 840 | 27 | 4300 | 3655 | 4000K | Grigio/Gray (NO RAL) |  | 117.6297
| 339647.121 | Next+ | 62cm 840 | 21 | 3500 | 2975 | 4000K | Grigio/Gray (NO RAL) |  | 86.8438
| 339647.241 | Next+ | 118cm 840 | 41 | 6870 | 5839.5 | 4000K | Grigio/Gray (NO RAL) |  | 109.1291
| 339647.352 | Next+ | 145cm 840 | 52 | 8580 | 7293 | 4000K | Grigio/Gray (NO RAL) |  | 121.5353
| 339647.131 | Next+ | 62cm 840 | 30 | 4920 | 4182 | 4000K | Grigio/Gray (NO RAL) |  | 86.8438
| 339647.261 | Next+ | 118cm 840 | 60 | 9840 | 8364 | 4000K | Grigio/Gray (NO RAL) |  | 115.1025
| 339647.375 | Next+ | 145cm 840 | 75 | 12290 | 10446.5 | 4000K | Grigio/Gray (NO RAL) |  | 127.5087
| code + PASS | Accessori | Versione cablaggio passante su NEXT/NEXT Pass-through wiring version | [6 empty] | 10.798
| code + PASS | Accessori | Versione cablaggio passante su NEXT+/NEXT+ Pass-through wiring version | [6 empty] | 23.434
| code + DALI | Accessori | Reattore Dimmerabile DALI | [6 empty] | 31.7049
| code + 01 | Accessori | Kit Emergenza 1h/ Emergency kit 1h (M20 standard) | [6 empty] | 92.1279
| code + 03 | Accessori | Kit Emergenza 3h/ Emergency kit 3h (M20 standard) | [6 empty] | 96.7228
| 933807.062 | Accessori | S/S Clips kit (6pcs) for Next 62cm | [6 empty] | 4.1354
| 933807.118 | Accessori | S/S Clips kit (12pcs) for Next 118cm | [6 empty] | 8.2708
| 933807.145 | Accessori | S/S Clips kit (14pcs) for Next 145cm | [6 empty] | 9.6493
| 321647.111 | Sicura | 62cm 840 | 11 | 1720 | 1462 | 4000K | Grigio/Gray (NO RAL) |  | 0.45949
| 321647.222 | Sicura | 118cm 840 | 22 | 3440 | 2924 | 4000K | Grigio/Gray (NO RAL) |  | 0.45949
| 321647.327 | Sicura | 145cm 840 | 27 | 4300 | 3655 | 4000K | Grigio/Gray (NO RAL) |  | 0.45949
| 321647.121 | Sicura | 62cm 840 | 21 | 3500 | 2975 | 4000K | Grigio/Gray (NO RAL) |  | 0.45949
| 321647.241 | Sicura | 118cm 840 | 41 | 6870 | 5839.5 | 4000K | Grigio/Gray (NO RAL) |  | 0.45949
| 321647.352 | Sicura | 145cm 840 | 52 | 8580 | 7293 | 4000K | Grigio/Gray (NO RAL) |  | 0.45949
| 321647.131 | Sicura | 62cm 840 | 30 | 4920 | 4182 | 4000K | Grigio/Gray (NO RAL) |  | 0.45949
| 321647.261 | Sicura | 118cm 840 | 60 | 9840 | 8364 | 4000K | Grigio/Gray (NO RAL) |  | 0.45949
| 321647.375 | Sicura | 145cm 840 | 75 | 12290 | 10446.5 | 4000K | Grigio/Gray (NO RAL) |  | 0.45949
| code + PASS | Accessori | Versione cablaggio passante / Pass-through wiring version | [6 empty] | 21.8258
| code + DALI | Accessori | Reattore Dimmerabile DALI | [6 empty] | 29.6372
| code + 01 | Accessori | Kit Emergenza 1h/ Emergency kit 1h | [6 empty] | 86.1545
| code + 03 | Accessori | Kit Emergenza 3h/ Emergency kit 3h | [6 empty] | 90.29
| 329647.219 | Superdry | 124cm 840 | 19 | 2945 | 2503.25 | 4000K | Grigio/Gray (NO RAL) |  | 68.0047
| 329647.219 | Superdry | 124cm 840 | 30 | 4650 | 3952.5 | 4000K | Grigio/Gray (NO RAL) |  | 68.0047
| 329647.333 | Superdry | 164cm 840 | 33 | 5115 | 4347.75 | 4000K | Grigio/Gray (NO RAL) |  | 81.7894
| 329647.333 | Superdry | 164cm 840 | 47 | 7285 | 6192.25 | 4000K | Grigio/Gray (NO RAL) |  | 81.7894
| code + PASS | Accessori | Versione cablaggio passante / Pass-through wiring version | [6 empty] | 13.7847
| 130647.118 | Brina LED Eco | 66cm 840 | 11 | 2030 | 1502.2 | 4000K | Grigio/Gray (NO RAL) |  | 87.0735
| 130647.136 | Brina LED Eco | 128cm 840 | 22 | 4065 | 3008.1 | 4000K | Grigio/Gray (NO RAL) |  | 111.4265
| 130647.158 | Brina LED Eco | 157cm 840 | 28 | 5080 | 3759.2 | 4000K | Grigio/Gray (NO RAL) |  | 123.6031
| 130647.218 | Brina LED Eco | 66cm 840 | 21 | 3500 | 2590 | 4000K | Grigio/Gray (NO RAL) |  | 87.0735
| 130647.236 | Brina LED Eco | 128cm 840 | 41 | 6870 | 5083.8 | 4000K | Grigio/Gray (NO RAL) |  | 111.4265
| 130647.258 | Brina LED Eco | 157cm 840 | 52 | 8580 | 6349.2 | 4000K | Grigio/Gray (NO RAL) |  | 123.6031
| code + PASS | Accessori | Versione cablaggio passante / Pass-through wiring version | [6 empty] | 23.434
| code + DIMM | Accessori | Reattore Dimmerabile 1-10V | [6 empty] | 33.7726
| code + DALI | Accessori | Reattore Dimmerabile DALI | [6 empty] | 31.7049
| code + 01 | Accessori | Kit Emergenza 1h/ Emergency kit 1h (M20 standard) | [6 empty] | 92.1279
| code + 03 | Accessori | Kit Emergenza 3h/ Emergency kit 3h (M20 standard) | [6 empty] | 96.7228
| 316641.109 | Drop1 LED Evo G2 | 1 COB LC026D 840 | 9.5 | 1715 | 1166.2 | 4000K | Bianco/White |  | 65.9369
| 316641.113 | Drop1 LED Evo G2 | 1 COB LC026D 840 | 13 | 2390 | 1625.2 | 4000K | Bianco/White |  | 65.9369
| 316641.108 | Drop1 LED Evo G2 | 1 COB LC026D 830 | 9.5 | 1630 | 1108.4 | 3000K | Bianco/White |  | 65.9369
| 316641.112 | Drop1 LED Evo G2 | 1 COB LC026D 830 | 13 | 2270 | 1543.6 | 3000K | Bianco/White |  | 65.9369
| 317641.119 | Drop2 LED Evo | 1 LM 840 | 19.5 | 3200 | 2176 | 4000K | Bianco/White |  | 90.5197
| 317641.128 | Drop2 LED Evo | 1 LM 840 | 28 | 4310 | 2930.8 | 4000K | Bianco/White |  | 95.8039
| 317641.118 | Drop2 LED Evo | 1 LM 830 | 19.5 | 3050 | 2074 | 3000K | Bianco/White |  | 90.5197
| 317641.127 | Drop2 LED Evo | 1 LM 830 | 28 | 4110 | 2794.8 | 3000K | Bianco/White |  | 95.8039
| code + HFS | Accessori | HF Sensor | [6 empty] | 43.1921
| code + DALI | Accessori | Reattore Dimmerabile DALI | [6 empty] | 46.4086
| code + 01 | Accessori | Kit Emergenza 1h/ Emergency kit 1h | [6 empty] | 90.9792
| code + 03 | Accessori | Kit Emergenza 3h/ Emergency kit 3h (just Drop 2) | [6 empty] | 96.7228
03-34-64110 8 | 351641.108 | Loop1 G2 | 1 COB LC016D 840 | 9.5 | 1715 | 1063 | 4000K | Bianco/White |  | 43.2
03-34-64210 8 | 351641.114 | Loop1 G2 | 1 COB LC016D 830 | 13 | 2390 | 1482 | 4000K | Bianco/White |  | 43.2
0
03-34-64111 4 | 352641.119 | Loop2 G2 | 1 COB LC016D 840 | 14.5 | 2100 | 1302 | 4000K | Bianco/White |  | 79
03-34-64211 4 | 352641.128 | Loop2 G2 | 1 COB LC016D 830 | 20 | 2790 | 1730 | 4000K | Bianco/White |  | 79
| code + HFS | Accessori | HF Sensor | [6 empty] | 42.7327
| code + DALI | Accessori | Reattore Dimmerabile DALI | [6 empty] | 32.8
03-34-04316 2 | 508643.162 | Vento ME3M | 1 LM 740 | 24 | 4150 | 3469.4 | 4000K | RAL7039 | ENEC | 265.5857
03-34-04326 2 | 508643.262 | Vento ME3M | 2 LM 740 | 48 | 8300 | 6938.8 | 4000K | RAL7039 | ENEC | 303.9532
03-34-43362 | 508643.362 | Vento ME3M | 3 LM 740 | 72 | 12450 | 10408.2 | 4000K | RAL7039 | ENEC | 335.1986
03-34-64316 2 | 509643.162 | Vento CYC | 1 LM 740 | 24 | 4150 | 3519.2 | 4000K | RAL7039 | ENEC | 265.8155
03-34-64326 2 | 509643.262 | Vento CYC | 2 LM 740 | 48 | 8300 | 7038.4 | 4000K | RAL7039 | ENEC | 304.6425
03-34-64336 2 | 509643.362 | Vento CYC | 3 LM 740 | 72 | 12450 | 10557.6 | 4000K | RAL7039 | ENEC | 336.1176
03-34-06431 6 | 510643.162 | Vento AS | 1 LM 740 | 24 | 4150 | 3075.15 | 4000K | RAL7039 | ENEC | 265.8155
03-34-06432 6 | 510643.262 | Vento AS | 2 LM 740 | 48 | 8300 | 6150.3 | 4000K | RAL7039 | ENEC | 304.6425
03-34-06433 6 | 510643.362 | Vento AS | 3 LM 740 | 72 | 12450 | 9225.45 | 4000K | RAL7039 | ENEC | 336.1176
| 950800.040 | Accessori | Adattatore palo 40/42mm | [6 empty] | 5.0544
| 950800.050 | Accessori | Adattatore palo 48/50mm | [6 empty] | 5.0544
| code + DIMM | Accessori | Reattore Dimmerabile Vmidnight | [6 empty] | 14.474
| code + DALI | Accessori | Reattore Dimmerabile DALI | [6 empty] | 23.8935
| 900000.000 | Accessori | SPD 10kV CLII integrato con Cut/Off ¦ SPD 10kV CLII embedded with Cut/Off | [6 empty] | 17.0012
| code + Z4 | Accessori | Predisposizione meccanica Zhaga Book18 4 pin / Zagha Book18 4pin mechanical set up | [6 empty] | 15.3929
| code + Z4W | Accessori | Sistema Zhaga Book18 4 pin precablato, driver DALI pronto per Smart Lighting / Zhaga Book 18 4 pin pre-wired, DALI driver ready for Smart Lighting | [6 empty] | 75.3565
03-34-43104 | 506643.104 | Skyline | 1 LM 840 | 35 | 5200 | 4475 | 4000K | RAL7039 | ENEC | 358.6327
03-34-64310 4 | 506643.208 | Skyline | 2 LM 840 | 70 | 10400 | 8950 | 4000K | RAL7039 | ENEC | 402.9735
03-34-64331 2 | 506643.312 | Skyline | 3 LM 840 | 105 | 15600 | 13420 | 4000K | RAL7039 | ENEC | 447.0847
03-34-43416 | 506643.416 | Skyline | 4 LM 840 | 140 | 20800 | 17900 | 4000K | RAL7039 | ENEC | 475.1136
| 950600.040 | Accessori | Adattatore palo 40/42mm | [6 empty] | 5.2841
| 950600.050 | Accessori | Adattatore palo 48/50mm | [6 empty] | 5.2841
| code + DIMM | Accessori | Reattore Dimmerabile Vmidnight | [6 empty] | 20.4473
| code + DALI | Accessori | Reattore Dimmerabile DALI | [6 empty] | 34.0023
| 900000.000 | Accessori | SPD 10kV (mounted) | [6 empty] | 17.0012
| 505643.104 | Soul LED | 1 LM 840 | 35 | 5200 | 4475 | 4000K | RAL7039 | ENEC | 403.2033
| 505643.208 | Soul LED | 2 LM 840 | 70 | 10400 | 8950 | 4000K | RAL7039 | ENEC | 447.7739
| 505643.312 | Soul LED | 3 LM 840 | 105 | 15600 | 13420 | 4000K | RAL7039 | ENEC | 493.0337
| 505643.416 | Soul LED | 4 LM 840 | 140 | 20800 | 17900 | 4000K | RAL7039 | ENEC | 524.9684
| 505643.520 | Soul LED | 5 LM 840 | 175 | 26000 | 22795 | 4000K | RAL7039 | ENEC | 578.7288
| code + DIMM | Accessori | Reattore Dimmerabile Vmidnight | [6 empty] | 26.6505
| code + DALI | Accessori | Reattore Dimmerabile DALI | [6 empty] | 39.0567
| 900000.000 | Accessori | SPD 10kV CLII integrato con Cut/Off ¦ SPD 10kV CLII embedded with Cut/Off | [6 empty] | 17.0012
| 950000.000 | Accessori | Braccio da parete/Wall bracket diam. 60 |  |  |  |  | RAL7039 |  | 39.9757
| 950000.006 | Accessori | Adattatore palo diam. 76/60 |  |  |  |  | RAL7039 |  | 45.4896
| 805643.121 | Reverse 24 | 1 COB 830 | 22.5 | 1900 | 1900 | 3000K | RAL7039+9006 |  | 270.4104
| 805643.122 | Reverse 24 | 1 COB 840 | 22.5 | 1900 | 1900 | 4000K | RAL7039+9006 |  | 270.4104
| 805643.123 | Reverse 40 | 1 COB 830 | 22.5 | 1900 | 1900 | 3000K | RAL7039+9006 |  | 270.4104
| 805643.124 | Reverse 40 | 1 COB 840 | 22.5 | 1900 | 1900 | 4000K | RAL7039+9006 |  | 270.4104
| 805643.133 | Reverse 24 | 1 COB 830 | 32 | 3875 | 3875 | 3000K | RAL7039+9006 |  | 273.3971
| 805643.134 | Reverse 24 | 1 COB 840 | 32 | 3875 | 3875 | 4000K | RAL7039+9006 |  | 273.3971
| 805643.135 | Reverse 40 | 1 COB 830 | 32 | 3875 | 3875 | 3000K | RAL7039+9006 |  | 273.3971
| 805643.136 | Reverse 40 | 1 COB 840 | 32 | 3875 | 3875 | 4000K | RAL7039+9006 |  | 273.3971
| 805643.137 | Reverse 60 | 1 COB 830 | 32 | 3875 | 3875 | 3000K | RAL7039+9006 |  | 273.3971
| 805643.138 | Reverse 60 | 1 COB 840 | 32 | 3875 | 3875 | 4000K | RAL7039+9006 |  | 273.3971
| 805643.221 | Reverse 24 | 2x COB 830 | 45 | 3800 | 3800 | 3000K | RAL7039+9006 |  | 394.9324
| 805643.222 | Reverse 24 | 2x COB 840 | 45 | 3800 | 3800 | 4000K | RAL7039+9006 |  | 394.9324
| 805643.223 | Reverse 40 | 2x COB 830 | 45 | 3800 | 3800 | 3000K | RAL7039+9006 |  | 394.9324
| 805643.224 | Reverse 40 | 2x COB 840 | 45 | 3800 | 3800 | 4000K | RAL7039+9006 |  | 394.9324
| 804643.233 | Reverse 24 | 2x COB 830 | 64 | 7750 | 7750 | 3000K | RAL7039+9006 |  | 431.462
| 804643.234 | Reverse 24 | 2x COB 840 | 64 | 7750 | 7750 | 4000K | RAL7039+9006 |  | 431.462
| 804643.235 | Reverse 40 | 2x COB 830 | 64 | 7750 | 7750 | 3000K | RAL7039+9006 |  | 431.462
| 804643.236 | Reverse 40 | 2x COB 840 | 64 | 7750 | 7750 | 4000K | RAL7039+9006 |  | 431.462
| 804643.237 | Reverse 60 | 2x COB 830 | 64 | 7750 | 7750 | 3000K | RAL7039+9006 |  | 431.462
| 804643.238 | Reverse 60 | 2x COB 840 | 64 | 7750 | 7750 | 4000K | RAL7039+9006 |  | 431.462
| 980000.140 | Accessori | Adattatore Palo Singolo Reverse diam. 40mm |  |  |  |  | RAL7039 |  | 39.746
| 980000.160 | Accessori | Adattatore Palo Singolo Reverse diam. 60mm |  |  |  |  | RAL7039 |  | 39.0567
| 980000.240 | Accessori | Adattatore Palo Doppio Reverse diam. 40mm |  |  |  |  | RAL7039 |  | 42.0434
| 980000.260 | Accessori | Adattatore Palo Doppio Reverse diam. 60mm |  |  |  |  | RAL7039 |  | 40.8947
| 609641.112 | Office Evo 60 | 1x LB 840 | 12 | 1984.375 | 1726.4062 | 4000K | Bianco/White |  | 88.6817
| 609641.224 | Office Evo 60 | 2x LB 840 | 24 | 3968.75 | 3452.8125 | 4000K | Bianco/White |  | 130.2657
| 609641.336 | Office Evo 60 | 3x LB 840 | 36 | 5953.125 | 5179.2188 | 4000K | Bianco/White |  | 166.7952
| 609641.118 | Office Evo 60 | 1x LB 840 | 18 | 2723.9583 | 2369.8438 | 4000K | Bianco/White |  | 90.29
| 609641.236 | Office Evo 60 | 2x LB 840 | 36 | 5447.9167 | 4739.6875 | 4000K | Bianco/White |  | 130.7252
| 609641.353 | Office Evo 60 | 3x LB 840 | 53 | 8171.875 | 7109.5312 | 4000K | Bianco/White |  | 167.2547
| 609641.424 | Office Evo 60 | 2x1 LB 840 | 24 | 3968.75 | 3452.8125 | 4000K | Bianco/White |  | 152.0915
| 609641.448 | Office Evo 60 | 4x1 LB 840 | 48 | 7937.5 | 6905.625 | 4000K | Bianco/White |  | 201.257
| 609641.896 | Office Evo 60 | 4x2 LB 840 | 96 | 15875 | 13811.25 | 4000K | Bianco/White |  | 389.1888
| 610641.112 | Office Evo 90 | 1x LB 840 | 12 | 1984.375 | 1746.25 | 4000K | Bianco/White |  | 88.6817
| 610641.224 | Office Evo 90 | 2x LB 840 | 24 | 3968.75 | 3492.5 | 4000K | Bianco/White |  | 130.2657
| 610641.336 | Office Evo 90 | 3x LB 840 | 36 | 5953.125 | 5238.75 | 4000K | Bianco/White |  | 166.7952
| 610641.118 | Office Evo 90 | 1x LB 840 | 18 | 2723.9583 | 2397.0833 | 4000K | Bianco/White |  | 90.29
| 610641.236 | Office Evo 90 | 2x LB 840 | 36 | 5447.9167 | 4794.1667 | 4000K | Bianco/White |  | 130.7252
| 610641.353 | Office Evo 90 | 3x LB 840 | 53 | 8171.875 | 7191.25 | 4000K | Bianco/White |  | 167.2547
| 610641.424 | Office Evo 90 | 2x1 LB 840 | 24 | 3968.75 | 3492.5 | 4000K | Bianco/White |  | 152.0915
| 610641.448 | Office Evo 90 | 4x1 LB 840 | 48 | 7937.5 | 6985 | 4000K | Bianco/White |  | 201.257
| 610641.896 | Office Evo 90 | 4x2 LB 840 | 96 | 15875 | 13970 | 4000K | Bianco/White |  | 389.1888
| code + 01 | Accessori | Kit Emergenza 1h SA, 3W | [6 empty] | 91.4387
| code + 03 | Accessori | Kit Emergenza 3h SA, 3W | [6 empty] | 95.8039
| code + DALI | Accessori | Driver Dimmerabile DALI (escluso 609641.896 e 610641.896) | [6 empty] | 34.4618
| 962000.000 | Accessori | Kit Sospensione per Global 4 tiranti | [6 empty] | 19.7581
| 960900.000 | Accessori | Kit Sospensione per Global 2 tiranti Y | [6 empty] | 11.2575
| 961301.003 | Accessori | Rosone + cavo alimentazione L= 2,5mt per Sly / Power Supply cable L=2,5mt + Ceiling base 3p |  |  |  |  | Bianco/White |  | 31.4751
| 961301.007 | Accessori | Rosone + cavo alimentazione L= 2,5mt per Sly / Power Supply cable L=2,5mt + Ceiling base 5p |  |  |  |  | Bianco/White |  | 34.0023
| 900000.003 | Accessori | SPD 12kV CLI Integrato / SPD 12kV CLI Embedded | [6 empty] | 12.636
| 631647.111 | Plain | 60cm 840 | 11 | 1720 | 1204 | 4000K | Bianco/White |  | 64.3287
| 631647.222 | Plain | 116cm 840 | 22 | 3440 | 2408 | 4000K | Bianco/White |  | 66.1667
| 631647.327 | Plain | 144cm 840 | 27 | 4300 | 3010 | 4000K | Bianco/White |  | 98.1013
| 631647.121 | Plain | 60cm 840 | 21 | 3500 | 2450 | 4000K | Bianco/White |  | 66.1667
| 631647.241 | Plain | 116cm 840 | 41 | 6870 | 4809 | 4000K | Bianco/White |  | 89.8305
| 631647.352 | Plain | 144cm 840 | 52 | 8580 | 6006 | 4000K | Bianco/White |  | 102.6962
| code + 01 | Accessori | Kit Emergenza 1h SA, 3W | [6 empty] | 86.1545
| code + 03 | Accessori | Kit Emergenza 3h SA, 3W | [6 empty] | 90.29
| code + DALI | Accessori | Driver Dimmerabile DALI | [6 empty] | 32.6239
| 611641.108 | InterioPureLed | 60cm 840 | 8 | 1300 | 1070 | 4000K | Bianco/White |  | 72.3698
| 611641.216 | InterioPureLed | 116cm 840 | 16 | 2600 | 2090 | 4000K | Bianco/White |  | 87.3033
| 611641.321 | InterioPureLed | 144cm 840 | 20 | 3250 | 2620 | 4000K | Bianco/White |  | 102.007
| 611641.118 | InterioPureLed | 60cm 840 | 10 | 1600 | 1280 | 4000K | Bianco/White |  | 72.3698
| 611641.238 | InterioPureLed | 116cm 840 | 38 | 6260 | 5070.6 | 4000K | Bianco/White |  | 101.5475
| 611641.345 | InterioPureLed | 144cm 840 | 45 | 7740 | 6269.4 | 4000K | Bianco/White |  | 114.8727
| code + 01 | Accessori | Kit Emergenza 1h SA, 3W | [6 empty] | 86.1545
| code + 03 | Accessori | Kit Emergenza 3h SA, 3W | [6 empty] | 90.29
| code + DALI | Accessori | Driver Dimmerabile DALI | [6 empty] | 32.6239
| 613641.107 | Sly 60 | 57cm 840 | 7 | 1151.0417 | 1001.4063 | 4000K | Bianco/White |  | 124.522
| 613641.217 | Sly 60 | 113cm 840 | 14 | 2302.0833 | 2002.8125 | 4000K | Bianco/White |  | 159.4433
| 613641.326 | Sly 60 | 169cm 840 | 20.5 | 3453.125 | 3004.2188 | 4000K | Bianco/White |  | 194.1349
| 613641.112 | Sly 60 | 57cm 840 | 12 | 1984.375 | 1726.4062 | 4000K | Bianco/White |  | 124.522
| 613641.224 | Sly 60 | 113cm 840 | 24 | 3968.75 | 3452.8125 | 4000K | Bianco/White |  | 159.4433
| 613641.336 | Sly 60 | 169cm 840 | 36 | 5953.125 | 5179.2188 | 4000K | Bianco/White |  | 194.1349
| 614641.107 | Sly 90 | 57cm 840 | 7 | 1151.0417 | 1001.4063 | 4000K | Bianco/White |  | 124.522
| 614641.217 | Sly 90 | 113cm 840 | 14 | 2302.0833 | 2025.8333 | 4000K | Bianco/White |  | 159.4433
| 614641.326 | Sly 90 | 169cm 840 | 20.5 | 3453.125 | 3038.75 | 4000K | Bianco/White |  | 194.1349
| 614641.112 | Sly 60 | 57cm 840 | 12 | 1984.375 | 1746.25 | 4000K | Bianco/White |  | 124.522
| 614641.224 | Sly 90 | 113cm 840 | 24 | 3968.75 | 3492.5 | 4000K | Bianco/White |  | 159.4433
| 614641.336 | Sly 90 | 169cm 840 | 36 | 5953.125 | 5238.75 | 4000K | Bianco/White |  | 194.1349
| code + DALI | Accessori | Reattore Dimmerabile DALI | [6 empty] | 47.5573
| code + 01 | Accessori | Kit Emergenza 1h SA (3W ) non disponibile/not available on items 613641.107 e 613641.112 | [6 empty] | 92.1279
| code + 03 | Accessori | Kit Emergenza 3h SA (3W ) non disponibile/not available on items 613641.107 e 613641.112 | [6 empty] | 96.7228
| 613631.217 | Sly 60 C-System | 113cm 840 C-System + C/P 3x1,5mmq | 14 | 2302.0833 | 2002.8125 | 4000K | Bianco/White |  | 137.158
| 613631.326 | Sly 60 C-System | 169cm 840 C-System + C/P 3x1,5mmq | 20.5 | 3453.125 | 3004.2188 | 4000K | Bianco/White |  | 167.0249
| 613631.224 | Sly 60 C-System | 113cm 840 C-System + C/P 3x1,5mmq | 24 | 3968.75 | 3452.8125 | 4000K | Bianco/White |  | 137.158
| 613631.336 | Sly 60 C-System | 169cm 840 C-System + C/P 3x1,5mmq | 36 | 5953.125 | 5179.2188 | 4000K | Bianco/White |  | 167.0249
0
| 614631.217 | Sly 90 C-System | 113cm 840 C-System + C/P 3x1,5mmq | 14 | 2302.0833 | 2025.8333 | 4000K | Bianco/White |  | 137.158
| 614631.326 | Sly 90 C-System | 169cm 840 C-System + C/P 3x1,5mmq | 20.5 | 3453.125 | 3038.75 | 4000K | Bianco/White |  | 167.0249
| 614631.224 | Sly 90 C-System | 113cm 840 C-System + C/P 3x1,5mmq | 24 | 3968.75 | 3492.5 | 4000K | Bianco/White |  | 137.158
| 614631.336 | Sly 90 C-System | 169cm 840 C-System + C/P 3x1,5mmq | 36 | 5953.125 | 5238.75 | 4000K | Bianco/White |  | 167.0249
| 613001.001 | Accessori | Sly modulo cieco 57cm + C/P 3x1,5mmq / Blind module 57cm + T/W 3x1,5mmq |  |  |  |  | Bianco/White |  | 59.7338
| 613001.002 | Accessori | Sly modulo cieco 113cm + C/P 3x1,5mmq / Blind module 113cm + T/W 3x1,5mmq |  |  |  |  | Bianco/White |  | 73.978
| 613001.003 | Accessori | Sly modulo cieco 169cm + C/P 3x1,5mmq / Blind module 169cm + T/W 3x1,5mmq |  |  |  |  | Bianco/White |  | 90.7495
| 613001.0015p | Accessori | Sly modulo cieco 57cm + C/P 5x1,5mmq / Blind module 57cm + T/W 5x1,5mmq |  |  |  |  | Bianco/White |  | 65.2477
| 613001.0025p | Accessori | Sly modulo cieco 113cm + C/P 5x1,5mmq / Blind module 113cm + T/W 5x1,5mmq |  |  |  |  | Bianco/White |  | 80.6407
| 613001.0035p | Accessori | Sly modulo cieco 169cm + C/P 5x1,5mmq / Blind module 169cm + T/W 5x1,5mmq |  |  |  |  | Bianco/White |  | 95.8039
| 961300.000 | Accessori | Giunto meccanico per fila continua/Joint for trough wiring |  |  |  |  | - |  | 5.5139
| 961300.001 | Accessori | Giunto meccanico per fila continua 57cm/Joint for trough wiring 57cm | [6 empty] | 4.8247
| 961301.001 | Accessori | Testata alimentazione Sly 3p/ 3p Sly Side power supply |  |  |  |  | Bianco/White |  | 14.0145
| 961301.004 | Accessori | Testata alimentazione Sly 5p/ 5p Sly Side power supply |  |  |  |  | Bianco/White |  | 14.9335
| 961301.002 | Accessori | Tappo laterale / Side cap |  |  |  |  | Bianco/White |  | 5.7436
| 961301.003 | Accessori | Rosone + cavo alimentazione L= 2,5mt per Sly / Power Supply cable L=2,5mt + Ceiling base 3p |  |  |  |  | Bianco/White |  | 31.7049
| 961301.007 | Accessori | Rosone + cavo alimentazione L= 2,5mt per Sly / Power Supply cable L=2,5mt + Ceiling base 5p |  |  |  |  | Bianco/White |  | 34.2321
| 961301.005 | Accessori | Snodo rotazione 180°/ 180° rotating joint 3p |  |  |  |  | Bianco/White |  | 26.191
| 961301.006 | Accessori | Snodo rotazione 180°/ 180° rotating joint 5p |  |  |  |  | Bianco/White |  | 30.0967
| 961301.008 | Accessori | Snodo rotazione 180°cieco / Blind 180° rotating joint |  |  |  |  | Bianco/White |  | 15.8524
| 961301.009 | Accessori | Snodo rotazione (180°) con alimentazione / Power supply rotating joint (180°) 3p |  |  |  |  | Bianco/White |  | 22.2853
| 961301.010 | Accessori | Snodo rotazione (180°) con alimentazione / Power supply rotating joint (180°) 5p |  |  |  |  | Bianco/White |  | 23.434
| 900000.003 | Accessori | SPD 12kV CLI Integrato / SPD 12kV CLI Embedded | [6 empty] | 12.636
| 624641.107 | SlyS 60 | 57cm 840 | 8.5 | 1453.125 | 1264.2188 | 4000K | Bianco/White |  | 99.9393
| 624641.217 | SlyS 60 | 113cm 840 | 17 | 2906.25 | 2528.4375 | 4000K | Bianco/White |  | 129.8062
| 624641.326 | SlyS 60 | 169cm 840 | 26 | 4359.375 | 3792.6562 | 4000K | Bianco/White |  | 161.7408
| 624641.112 | SlyS 60 | 57cm840 | 12 | 1984.375 | 1726.4062 | 4000K | Bianco/White |  | 99.9393
| 624641.224 | SlyS 60 | 113cm 840 | 24 | 3968.75 | 3452.8125 | 4000K | Bianco/White |  | 129.8062
| 624641.336 | SlyS 60 | 169cm 840 | 36 | 5953.125 | 5179.2188 | 4000K | Bianco/White |  | 161.7408
| 625641.107 | SlyS 90 | 57cm 840 | 8.5 | 1453.125 | 1278.75 | 4000K | Bianco/White |  | 99.9393
| 625641.217 | SlyS 90 | 113cm 840 | 17 | 2906.25 | 2557.5 | 4000K | Bianco/White |  | 129.8062
| 625641.326 | SlyS 90 | 169cm 840 | 26 | 4359.375 | 3836.25 | 4000K | Bianco/White |  | 161.7408
| 625641.112 | SlyS 90 | 57cm 840 | 12 | 1984.375 | 1746.25 | 4000K | Bianco/White |  | 99.9393
| 625641.224 | SlyS 90 | 113cm 840 | 24 | 3968.75 | 3492.5 | 4000K | Bianco/White |  | 129.8062
| 625641.336 | SlyS 90 | 169cm 840 | 36 | 5953.125 | 5238.75 | 4000K | Bianco/White |  | 161.7408
| code + DALI | Accessori | Reattore Dimmerabile DALI | [6 empty] | 44.5706
| code + 01 | Accessori | Kit Emergenza 1h SA (3W ) non disponibile/not available on items 624641.107 e 624641.112 | [6 empty] | 86.1545
| code + 03 | Accessori | Kit Emergenza 3h SA (3W) non disponibile/not available on items 624641.107 e 624641.112 | [6 empty] | 90.29
| 624631.217 | SlyS 60 C-System | 113cm 840 C-System + C/P 3x1,5mmq | 17 | 2906.25 | 2528.4375 | 4000K | Bianco/White |  | 132.7929
| 624631.326 | SlyS 60 C-System | 169cm 840 C-System + C/P 3x1,5mmq | 26 | 4359.375 | 3792.6562 | 4000K | Bianco/White |  | 164.268
| 624631.224 | SlyS 60 C-System | 113cm 840 C-System + C/P 3x1,5mmq | 24 | 3968.75 | 3452.8125 | 4000K | Bianco/White |  | 132.7929
| 624631.336 | SlyS 60 C-System | 169cm 840 C-System + C/P 3x1,5mmq | 36 | 5953.125 | 5179.2188 | 4000K | Bianco/White |  | 164.268
| 625631.217 | SlyS 90 C-System | 113cm 840 C-System + C/P 3x1,5mmq | 17 | 2906.25 | 2557.5 | 4000K | Bianco/White |  | 132.7929
| 625631.326 | SlyS 90 C-System | 169cm 840 C-System + C/P 3x1,5mmq | 26 | 4359.375 | 3836.25 | 4000K | Bianco/White |  | 164.268
| 625631.224 | SlyS 90 C-System | 113cm 840 C-System + C/P 3x1,5mmq | 24 | 3968.75 | 3492.5 | 4000K | Bianco/White |  | 132.7929
| 625631.336 | SlyS 90 C-System | 169cm 840 C-System + C/P 3x1,5mmq | 36 | 5953.125 | 5238.75 | 4000K | Bianco/White |  | 164.268
| code + DALI | Accessori | Reattore Dimmerabile DALI | [6 empty] | 47.5573
| code + 01 | Accessori | Kit Emergenza 1h SA (3W) | [6 empty] | 92.1279
| code + 03 | Accessori | Kit Emergenza 3h SA (3W) | [6 empty] | 96.7228
| 624001.001 | Accessori | SlyS modulo cieco 57cm + C/P 3x1,5mmq / Blind module 57cm + T/W 3x1,5mmq (fissaggio a soffitto) |  |  |  |  | Bianco/White |  | 57.2066
| 624001.002 | Accessori | SlyS modulo cieco 113cm + C/P 3x1,5mmq / Blind module 112cm + T/W 3x1,5mmq (fissaggio a soffitto) |  |  |  |  | Bianco/White |  | 70.9913
| 624001.003 | Accessori | SlyS modulo cieco 169cm + C/P 3x1,5mmq / Blind module 168cm + T/W 3x1,5mmq (fissaggio a soffitto) |  |  |  |  | Bianco/White |  | 87.7628
| 962400.000 | Accessori | Giunto meccanico per fila continua/Joint for trough wiring (fissaggio a soffitto) |  |  |  |  | - |  | 5.5139
| 962401.001 | Accessori | Testata alimentazione universale Sly 3p/ 3p Sly Side power supply |  |  |  |  | Bianco/White |  | 14.474
| 962401.004 | Accessori | Testata alimentazione universale Sly 5p/ 5p Sly Side power supply |  |  |  |  | Bianco/White |  | 16.0822
| 962401.005 | Accessori | Snodo rotazione 180°/ 180° rotating joint 3p SlyS |  |  |  |  | Bianco/White |  | 26.8802
| 962401.006 | Accessori | Snodo rotazione 180°/ 180° rotating joint 5p SlyS |  |  |  |  | Bianco/White |  | 30.5561
| 962401.008 | Accessori | Snodo rotazione 180° Cieco/ Blind 180° rotating joint SlyS |  |  |  |  | Bianco/White |  | 16.0822
| 962401.009 | Accessori | Snodo rotazione (180°) con alimentazione / Power supply rotating joint (180°) 3p |  |  |  |  | Bianco/White |  | 22.0556
| 962401.010 | Accessori | Snodo rotazione (180°) con alimentazione / Power supply rotating joint (180°) 5p |  |  |  |  | Bianco/White |  | 23.8935
| 962401.002 | Accessori | Tappo laterale / Side cap (Sly S) |  |  |  |  | Bianco/White |  | 5.7436
| 900000.003 | Accessori | SPD 12kV CLI Integrato / SPD 12kV CLI Embedded | [6 empty] | 12.636
| 618643.253 | Slim | 66cm 830 | 22 | 3800 | 2460 | 3000K | Alluminio/Aluminium |  | 187.2425
| 618643.503 | Slim | 112cm 830 | 44 | 7600 | 4720 | 3000K | Alluminio/Aluminium |  | 238.4758
| 618643.623 | Slim | 150cm 830 | 54 | 9500 | 5890 | 3000K | Alluminio/Aluminium |  | 285.5736
| 618643.254 | Slim | 66cm 840 | 22 | 3800 | 2460 | 4000K | Alluminio/Aluminium |  | 187.2425
| 618643.504 | Slim | 112cm 840 | 44 | 7600 | 4720 | 4000K | Alluminio/Aluminium |  | 238.4758
| 618643.624 | Slim | 150cm 840 | 54 | 9500 | 5890 | 4000K | Alluminio/Aluminium |  | 285.5736
| 619643.253 | Slim DUO | 66cm 830 | 33 | 5700 | 3540 | 3000K | Alluminio/Aluminium |  | 199.4191
| 619643.503 | Slim DUO | 112cm 830 | 66 | 11400 | 7070 | 3000K | Alluminio/Aluminium |  | 261.9098
| 619643.623 | Slim DUO | 150cm 830 | 76 | 13300 | 8250 | 3000K | Alluminio/Aluminium |  | 332.2119
| 619643.254 | Slim DUO | 66cm 840 | 33 | 5700 | 3540 | 4000K | Alluminio/Aluminium |  | 199.4191
| 619643.504 | Slim DUO | 112cm 840 | 66 | 11400 | 7070 | 4000K | Alluminio/Aluminium |  | 261.9098
| 619643.624 | Slim DUO | 150cm 840 | 76 | 13300 | 8250 | 4000K | Alluminio/Aluminium |  | 332.2119
| code + DIMM | Accessori | Reattore Dimmerabile 1-10V | [6 empty] | 45.4896
| code + DALI | Accessori | Reattore Dimmerabile DALI | [6 empty] | 45.4896
| code + 01 | Accessori | Kit Emergenza 1h SA, 3W | [6 empty] | 86.1545
| 634642.109 | Ego LED Evo | 1 COB LC026D 840 | 9.5 | 1715 | 945 | 4000K | RAL9005 |  | 155.7674
| 634642.113 | Ego LED Evo | 1 COB LC026D 840 | 13 | 2390 | 1315 | 4000K | RAL9005 |  | 155.7674
| 634642.123 | Ego LED Evo | 1 COB LC026D 840 | 23 | 4050 | 2230 | 4000K | RAL9005 |  | 157.1459
| 634642.130 | Ego LED Evo | 1 COB LC040D 840 | 30 | 5370 | 2950 | 4000K | RAL9005 |  | 170.9306
| 634642.108 | Ego LED Evo | 1 COB LC026D 830 | 9.5 | 1630 | 900 | 3000K | RAL9005 |  | 155.7674
| 634642.112 | Ego LED Evo | 1 COB LC026D 830 | 13 | 2270 | 1250 | 3000K | RAL9005 |  | 155.7674
| 634642.122 | Ego LED Evo | 1 COB LC026D 830 | 23 | 3850 | 2120 | 3000K | RAL9005 |  | 157.1459
| 634642.129 | Ego LED Evo | 1 COB LC040D 830 | 30 | 5100 | 2800 | 3000K | RAL9005 |  | 170.9306
| 635643.109 | Ego LED Evo PC | 1 COB LC026D 840 | 9.5 | 1715 | 1460 | 4000K | RAL7039 |  | 120.8461
| 635643.113 | Ego LED Evo PC | 1 COB LC026D 840 | 13 | 2390 | 2030 | 4000K | RAL7039 |  | 120.8461
| 635643.123 | Ego LED Evo PC | 1 COB LC026D 840 | 23 | 4050 | 3440 | 4000K | RAL7039 |  | 122.6841
| 635643.130 | Ego LED Evo PC | 1 COB LC040D 840 | 30 | 5370 | 4565 | 4000K | RAL7039 |  | 136.4688
| 635643.108 | Ego LED Evo PC | 1 COB LC026D 830 | 9.5 | 1630 | 1385 | 3000K | RAL7039 |  | 120.8461
| 635643.112 | Ego LED Evo PC | 1 COB LC026D 830 | 13 | 2270 | 1930 | 3000K | RAL7039 |  | 120.8461
| 635643.122 | Ego LED Evo PC | 1 COB LC026D 830 | 23 | 3850 | 3280 | 3000K | RAL7039 |  | 122.6841
| 635643.129 | Ego LED Evo PC | 1 COB LC040D 830 | 30 | 5100 | 4340 | 3000K | RAL7039 |  | 136.4688
| code + DALI | Accessori | Driver Dimmerabile DALI | [6 empty] | 37.6783
| 930600.320 | Accessori | Diffusore PC diam. 320/PC diffuser diam. 320 | [6 empty] | 18.3796
| 630641.107 | Wall-e | 1 LM 840 | 7.5 | 1350 | 945 | 4000K | RAL9003 |  | 116.9404
| 630641.111 | Wall-e | 1 LM 840 | 10.7 | 1850 | 1295 | 4000K | RAL9003 |  | 116.9404
| 630641.115 | Wall-e | 1 LM 840 | 15.5 | 2555 | 1790 | 4000K | RAL9003 |  | 116.9404
| 630641.106 | Wall-e | 1 LM 830 | 7.5 | 1283 | 900 | 3000K | RAL9003 |  | 116.9404
| 630641.110 | Wall-e | 1 LM 830 | 10.7 | 1757 | 1229.9 | 3000K | RAL9003 |  | 116.9404
| 630641.114 | Wall-e | 1 LM 830 | 15.5 | 2430 | 1700 | 3000K | RAL9003 |  | 116.9404
| code + 01 | Accessori | Kit Emergenza 1h/ Emergency kit 1h | [6 empty] | 91.4387
| code + 03 | Accessori | Kit Emergenza 3h/ Emergency kit 3h | [6 empty] | 95.8039
| 632641.108 | Vela Evo | Corpo Vela 1 LB 830 | 8.5 | 1340 | 1140 | 3000K | RAL9003 |  | 90.0602
| 632641.115 | Vela Evo | Corpo Vela 1 LB 830 | 15 | 2170 | 1845 | 3000K | RAL9003 |  | 90.0602
| 807001.000 | Vela | Diffusore Vela IND |  |  |  |  | RAL9003 |  | 20.6771
| 809000.000 | Vela | Diffusore Vela Deco sp.4 mm |  |  |  |  | Glass/Vetro |  | 71.4508
| 715641.230 | Indilight | 2 LB 840 | 30 | 5406 | 2324.58 | 4000K | RAL9003 |  | 147.0371
| 715641.245 | Indilight | 2 LB 840 | 45 | 7524 | 3235.32 | 4000K | RAL9003 |  | 147.4966
| 716641.230 | Indilight TX | 2 LB 840 | 30 | 5406 | 2540.82 | 4000K | RAL9003 |  | 150.0238
| 716641.245 | Indilight TX | 2 LB 840 | 45 | 7524 | 3536.28 | 4000K | RAL9003 |  | 150.4833
| code + 01 | Accessori | Kit Emergenza 1h SA, 3W | [6 empty] | 91.4387
| code + 03 | Accessori | Kit Emergenza 3h SA, 3W | [6 empty] | 95.8039
| code + DALI | Accessori | Driver Dimmerabile DALI | [6 empty] | 45.4896
| 962001.001 | Accessori | Telaio da Incasso per Cartongesso / Plaster cardboard recessing frame |  |  |  |  | Bianco/White |  | 54.2199
| 707641.217 | Master Evo 60 | 2x1 LB 840 | 17 | 2906.25 | 2528.4375 | 4000K | RAL9003 |  | 105.4532
| 707641.234 | Master Evo 60 | 2x2 LB 840 | 34 | 5812.5 | 5056.875 | 4000K | RAL9003 |  | 177.3635
| 707641.448 | Master Evo 60 | 2x2 LB 840 (HO) | 48.5 | 7937.5 | 6905.625 | 4000K | RAL9003 |  | 177.3635
| 707641.434 | Master Evo 60 | 4x1 LB 840 | 34 | 5812.5 | 5056.875 | 4000K | RAL9003 |  | 180.5799
| 707641.224 | Master Evo 60 | 2x1 LB 840 (ECO) | 24 | 3968.75 | 3452.8125 | 4000K | RAL9003 |  | 132.5631
| 707641.468 | Master Evo 60 | 4x2 LB 840 | 68 | 11625 | 10113.75 | 4000K | RAL9003 |  | 339.334
| 708641.217 | Master Evo 90 | 2x1 LB 840 | 17 | 2906.25 | 2557.5 | 4000K | RAL9003 |  | 105.4532
| 708641.234 | Master Evo 90 | 2x2 LB 840 | 34 | 5812.5 | 5115 | 4000K | RAL9003 |  | 177.3635
| 708641.448 | Master Evo 90 | 2x2 LB 840 (HO) | 48.5 | 7937.5 | 6985 | 4000K | RAL9003 |  | 177.3635
| 708641.434 | Master Evo 90 | 4x1 LB 840 | 34 | 5812.5 | 5115 | 4000K | RAL9003 |  | 180.5799
| 708641.224 | Master Evo 90 | 2x1 LB 840 (ECO) | 24 | 3968.75 | 3492.5 | 4000K | RAL9003 |  | 132.5631
| 708641.468 | Master Evo 90 | 4x2 LB 840 | 68 | 11625 | 10230 | 4000K | RAL9003 |  | 339.334
| code + 01 | Accessori | Kit Emergenza 1h SA, 3W | [6 empty] | 91.4387
| code + 03 | Accessori | Kit Emergenza 3h SA, 3W | [6 empty] | 95.8039
| code + DALI | Accessori | Driver Dimmerabile DALI | [6 empty] | 34.4618
| 962001.001 | Accessori | Telaio da Incasso per Cartongesso / Plaster cardboard recessing frame |  |  |  |  | RAL9003 |  | 54.2199
| 900000.003 | Accessori | SPD 12kV CLI Integrato / SPD 12kV CLI Embedded | [6 empty] | 13.555
| 712641.112 | Relax Evo 60 | 1 LB 840 | 12 | 1984.375 | 1726.4062 | 4000K | RAL9003 |  | 106.3721
| 712641.126 | Relax Evo 60 | 1 LB 840 | 26 | 3609.375 | 3140.1562 | 4000K | RAL9003 |  | 106.3721
| 713641.112 | Relax Evo 90 | 1 LB 840 | 12 | 1984.375 | 1746.25 | 4000K | RAL9003 |  | 106.3721
| 713641.126 | Relax Evo 90 | 1 LB 840 | 26 | 3609.375 | 3176.25 | 4000K | RAL9003 |  | 106.3721
| code + 01 | Accessori | Kit Emergenza 1h SA, 3W | [6 empty] | 91.4387
| code + 03 | Accessori | Kit Emergenza 3h SA, 3W | [6 empty] | 95.8039
| code + DALI | Accessori | Driver Dimmerabile DALI | [6 empty] | 45.4896
| 962001.001 | Accessori | Telaio da Incasso per Cartongesso / Plaster cardboard recessing frame |  |  |  |  | RAL9003 |  | 54.2199
03-34-71418 | 733641.418 | Rbox | 1 LP 830 (595x595) | 36 | 3600 | 3000 | 3000K | Bianco/White |  | 67.0857
03-34-71419 | 733641.419 | Rbox | 1 LP 840 (595x595) | 36 | 3600 | 3000 | 4000K | Bianco/White |  | 67.0857
| 733641.236 | Rbox | 1 LP 830 (1195x295) | 34 | 3910 | #REF! | 3000K | Bianco/White |  | 67.7749
| 733641.237 | Rbox | 1 LP 840 (1195x295) | 34 | 4080 | #REF! | 4000k | Bianco/White |  | 67.7749
03-34-71418 0 | 734641.418 | Rbox UGR19 | 1 LP 830 (595x595) | 36 | 4000 | 3320 | 3000K | Bianco/White |  | 75.1268
03-34-71419 0 | 734641.419 | Rbox UGR19 | 1 LP 840 (595x595) | 36 | 4000 | 3320 | 4000K | Bianco/White |  | 75.1268
| 734641.236 | Rbox UGR19 | 1 LP 830 (1195x295) | 40 | 4800 | 4000 | 3000K | Bianco/White |  | 113.0348
| 734641.237 | Rbox UGR19 | 1 LP 840 (1195x295) | 40 | 4800 | 4000 | 4000k | Bianco/White |  | 113.0348
| code + DALI | Accessori | Driver Dimmerabile DALI | [6 empty] | 77.1945
| code + 01 | Accessori | Kit Emergenza 1h, 3W | [6 empty] | 143.8207
| code + 03 | Accessori | Kit Emergenza 3h, 3W | [6 empty] | 139.4555
| 962001.001 | Accessori | Telaio da Incasso per Cartongesso / Plaster cardboard recessing frame |  |  |  |  | Bianco/White |  | 54.2199
| 710641.527 | Master LED IP54 | 5x1 LB 840 | 28.5 | 5000 | 3500 | 4000K | Bianco/White |  | 174.3768
| 710641.542 | Master LED IP54 | 5x1 LB 840 | 41 | 6850 | 4795 | 4000K | Bianco/White |  | 175.7553
| 710641.557 | Master LED IP54 | 5x1 LB 840 | 60.5 | 9450 | 6615 | 4000K | Bianco/White |  | 188.8508
| 710641.327 | Master LED IP54 | 3x2 LB 840 | 27 | 4860 | 3402 | 4000K | Bianco/White
| 710641.342 | Master LED IP54 | 3x2 LB 840 | 42 | 7140 | 4998 | 4000K | Bianco/White
| 710641.357 | Master LED IP54 | 3x2 LB 840 | 57 | 9300 | 6510 | 4000K | Bianco/White
| code + DALI | Accessori | Driver Dimmerabile DALI | [6 empty] | 43.8814
| code + 01 | Accessori | Kit Emergenza 1h, SA | [6 empty] | 91.4387
| code + 03 | Accessori | Kit Emergenza 3h, SA | [6 empty] | 95.8039
| 824642.112 | Ego LED Evo TW | 1 COB TW | 12.5 | 1560 | 860 | 2700-6500 | RAL9005 |  | 294.7634
| 825643.112 | Ego LED Evo PC TW | 1 COB TW | 12.5 | 1560 | 1330 | 2700-6500 | RAL7039 |  | 274.3161
| 810641.223 | Sly60 TW | 113cm TW | 23 | 4140 | 3601.8 | 2700-6500K | Bianco/White |  | 293.8444
| 810641.334 | Sly60 TW | 169cm TW | 34.5 | 6210 | 5402.7 | 2700-6500K | Bianco/White |  | 336.8068
| 811641.223 | Sly90 TW | 113cm TW | 23 | 4140 | 3601.8 | 2700-6500K | Bianco/White |  | 293.8444
| 811641.334 | Sly90 TW | 169cm TW | 34.5 | 6210 | 5402.7 | 2700-6500K | Bianco/White |  | 336.8068
| code + BT | Accessori | Dispositivo di controllo Casambi | [6 empty] | 149.5643
| code + 01 | Accessori | Kit Emergenza 1h SA (3W ) | [6 empty] | 91.4387
| code + 03 | Accessori | Kit Emergenza 3h SA (3W ) | [6 empty] | 95.8039
| 812641.223 | SlyS 60 TW | 113cm TW | 23 | 4140 | 3601.8 | 2700-6500K | Bianco/White |  | 259.6124
| 812641.334 | SlyS 60 TW | 169cm TW | 34.5 | 6210 | 5402.7 | 2700-6500K | Bianco/White |  | 299.3583
| 813641.223 | SlyS 90 TW | 113cm TW | 23 | 4140 | 3601.8 | 2700-6500K | Bianco/White |  | 259.6124
| 813641.334 | SlyS 90 TW | 169cm TW | 34.5 | 6210 | 5402.7 | 2700-6500K | Bianco/White |  | 299.3583
| code + BT | Accessori | Dispositivo di controllo Casambi | [6 empty] | 149.5643
| code + 01 | Accessori | Kit Emergenza 1h SA (3W ) | [6 empty] | 91.4387
| code + 03 | Accessori | Kit Emergenza 3h SA (3W ) | [6 empty] | 95.8039
| 814641.223 | Office Evo 60 TW | 2x LB TW | 23 | 4140 | 3601.8 | 2700-6500K | Bianco/White |  | 268.8022
| 814641.334 | Office Evo 60 TW | 3x LB TW | 34.5 | 6210 | 5402.7 | 2700-6500K | Bianco/White |  | 315.4405
| 814641.233 | Office Evo 60 TW | 2x LB TW | 33 | 5650 | 4915.5 | 2700-6500K | Bianco/White |  | 272.2484
| 814641.349 | Office Evo 60 TW | 3x LB TW | 49.5 | 8475 | 7373.25 | 2700-6500K | Bianco/White |  | 319.1164
| 814641.423 | Office Evo 60 TW | 2x1 LB TW | 23 | 4140 | 3601.8 | 2700-6500K | Bianco/White |  | 290.8577
| 814641.446 | Office Evo 60 TW | 4x1 LB TW | 46 | 8280 | 7203.6 | 2700-6500K | Bianco/White |  | 499.0071
| 815641.223 | Office Evo 90 TW | 2x LB TW | 23 | 4140 | 3601.8 | 2700-6500K | Bianco/White |  | 268.8022
| 815641.334 | Office Evo 90 TW | 3x LB TW | 34.5 | 6210 | 5402.7 | 2700-6500K | Bianco/White |  | 315.4405
| 815641.233 | Office Evo 90 TW | 2x LB TW | 33 | 5650 | 4915.5 | 2700-6500K | Bianco/White |  | 272.2484
| 815641.349 | Office Evo 90 TW | 3x LB TW | 49.5 | 8475 | 7373.25 | 2700-6500K | Bianco/White |  | 319.1164
| 815641.423 | Office Evo 90 TW | 2x1 LB TW | 23 | 4140 | 3601.8 | 2700-6500K | Bianco/White |  | 290.8577
| 815641.446 | Office Evo 90 TW | 4x1 LB TW | 46 | 8280 | 7203.6 | 2700-6500K | Bianco/White |  | 499.0071
| code + BT | Accessori | Dispositivo di controllo Casambi | [6 empty] | 149.5643
| code + 01 | Accessori | Kit Emergenza 1h SA (3W ) | [6 empty] | 91.4387
| code + 03 | Accessori | Kit Emergenza 3h SA (3W ) | [6 empty] | 95.8039
| 820641.223 | Master Evo 60 TW | 2x1 LB TW | 23 | 4140 | 3601.8 | 2700-6500K | Bianco/White |  | 244.6789
| 820641.246 | Master Evo 60 TW | 2x2 LB TW | 46 | 8280 | 7203.6 | 2700-6500K | Bianco/White |  | 476.4921
| 820641.446 | Master Evo 60 TW | 4x1 LB TW | 46 | 8280 | 7203.6 | 2700-6500K | Bianco/White |  | 479.4788
| 820641.423 | Master Evo 60 TW | 2x1 LB TW | 23 | 4140 | 3601.8 | 2700-6500K | Bianco/White |  | 272.0186
| 821641.223 | Master Evo 90 TW | 2x1 LB TW | 23 | 4140 | 3601.8 | 2700-6500K | Bianco/White |  | 244.6789
| 821641.246 | Master Evo 90 TW | 2x2 LB TW | 46 | 8280 | 7203.6 | 2700-6500K | Bianco/White |  | 476.4921
| 821641.446 | Master Evo 90 TW | 4x1 LB TW | 46 | 8280 | 7203.6 | 2700-6500K | Bianco/White |  | 479.4788
| 821641.423 | Master Evo 90 TW | 2x1 LB TW | 23 | 4140 | 3601.8 | 2700-6500K | Bianco/White |  | 272.0186
| code + BT | Accessori | Dispositivo di controllo Casambi | [6 empty] | 149.5643
| code + 01 | Accessori | Kit Emergenza 1h SA, 3W | [6 empty] | 91.4387
| code + 03 | Accessori | Kit Emergenza 3h SA, 3W | [6 empty] | 95.8039
| 962001.001 | Accessori | Telaio da Incasso per Cartongesso / Plaster cardboard recessing frame | [6 empty] | 54.2199
| 822641.232 | Indilight TW | 2x LB TW | 32 | 5230 | 2248.9 | 2700-6500K | Bianco/White |  | 269.2617
| 823641.232 | Indilight TX TW | 2x LB TW | 32 | 5230 | 2458.1 | 2700-6500K | Bianco/White |  | 272.0186
| code + BT | Accessori | Dispositivo di controllo Casambi | [6 empty] | 141.2935
| code + 01 | Accessori | Kit Emergenza 1h SA, 3W | [6 empty] | 86.1545
| code + 03 | Accessori | Kit Emergenza 3h SA, 3W | [6 empty] | 90.29
| 962001.001 | Accessori | Telaio da Incasso per Cartongesso / Plaster cardboard recessing frame | [6 empty] | 51.2332

## DURACELL BAT.
ΚΩΔΙΚΟΣ ENEREL | ΚΩΔΙΚΟΣ ΠΡΟΪΟΝΤΟΣ | ΠΕΡΙΓΡΑΦΗ ΠΡΟΪΟΝΤΟΣ | ΣΥΣΚΕΥΑΣΙΑ | ΤΙΜΗ ΜΟΝΑΔΟΣ ENEREL ΟΚΤΩΒΡΙΟΣ 2025 | ΕΙΣΦΟΡΑ ΑΝΑΚ/ΣΗΣ
DURACELL ΑΛΚΑΛΙΚΕΣ
69-38-79007 | 790007 | DURACELL SIMPLY ALC MN-1500 AA 20XB5 | 20 | 5.02 | 0.1
69-38-79008 | 790008 | DURACELL SIMPLY ALC MN2400 AAA 10XB5 | 10 | 5.02 | 0.1
69-38-50001 | 790002 | DURACELL SIMPLY ALC AA 12X8 | 12 | 7.49 | 0.16
69-38-50002 | 790003 | DURACELL SIMPLY ALC AAA 10X8 | 10 | 7.49 | 0.16
69-38-79004 | 790004 | DURACELL SIMPLY ALC C 10X2 | 10 | 4.43 | 0.08
69-38-79005 | 790005 | DURACELL SIMPLY ALC D 10X2 | 10 | 6.04 | 0.08
69-38-79006 | 790006 | DURACELL SIMPLY ALC 9V 10X1 | 10 | 4.39 | 0.04
69-38-50017 | 790056 | DURACELL PLUS POWERBOOST ALC AA 20X4 | 20 | 5.7 | 0.08
69-38-50018 | 790057 | DURACELL PLUS POWERBOOST ALC AAA 10X4 | 10 | 5.7 | 0.08
69-38-50019 | 790042 | DURACELL PLUS POWERBOOST ALC AA 10X6 | 10 | 6.07 | 0.12
69-38-50020 | 790043 | DURACELL PLUS POWERBOOST ALC AAA 10X6 | 10 | 6.07 | 0.12
69-38-50007 | 790052 | DURACELL PLUS 100 ALC C 10X2 | 10 | 5.28 | 0.08
69-38-50008 | 790053 | DURACELL PLUS 100 ALC D 10X2 | 10 | 6.85 | 0.08
69-38-50009 | 790054 | DURACELL PLUS 100 ALC 9V 10X1 | 10 | 5.32 | 0.04
69-38-32347 | 790055 | DURACELL PLUS 100 ALC 4,5V 10X1 | 10 | 6.19 | 0.01
69-38-50011 | 790060 | DURACELL PLUS 100 POWER AA 12xB8, ΕΙΔΙΚΗ ΤΙΜΗ | 12 | 8.94 | 0.16
69-38-50012 | 790061 | DURACELL PLUS 100 POWER AΑA 10xB8, ΕΙΔΙΚΗ ΤΙΜΗ | 10 | 8.94 | 0.16
69-38-50013 | 790070 | DURACELL ULTRA OPTIMUM ALC. RFT AA 16X4 | 16 | 6.69 | 0.08
69-38-50014 | 790071 | DURACELL ULTRA OPTIMUM ALC. RFT AAA 8X4 | 8 | 6.69 | 0.08
ΕΙΔΙΚΕΣ ΜΠΑΤΑΡΙΕΣ DURACELL ΑΛΚΑΛΙΚΕΣ & ΛΙΘΙΟΥ
69-38-00751 | 790100 | DURACELL SPEC.ELECTRO LITHIUM 2016 10xB2 | 10 | 3.97 | 0.02
69-38-00801 | 790101 | DURACELL SPEC.ELECTRO LITHIUM 2025 10xB2 | 10 | 3.97 | 0.02
69-38-00811 | 790102 | DURACELL SPEC.ELECTRO LITHIUM 2032 10xB2 | 10 | 3.97 | 0.02
69-38-00659 | 790120 | DURACELL SPEC.ELECTRONICS 1220 10xB1 | 10 | 3.07 | 0.01
69-38-00660 | 790121 | DURACELL SPEC.ELECTRONICS 1616 10xB1 | 10 | 2.8 | 0.01
69-38-00700 | 790122 | DURACELL SPEC.ELECTRONICS 1620 10xB1 | 10 | 2.8 | 0.01
69-38-00820 | 790123 | DURACELL SPEC.ELECTRONICS 2430 10xB1 | 10 | 3.39 | 0.01
69-38-00830 | 790124 | DURACELL SPEC.ELECTRONICS 2450 10xB1 | 10 | 3.93 | 0.01
69-38-02750 | 790125 | DURACELL SPEC.ELECTRONICS LR44 10xB2 | 10 | 2.56 | 0.02
69-38-00500 | 790126 | DURACELL SPEC.ELECTRONICS 1632 10xB1 | 10 | 5.39 | 0.01
69-38-02700 | 730127 | DURACELL SPEC.ELECTRONICS Ν / CR1 10xB1 | 10 | 3.9 | 0.04
69-38-00900 | 790128 | DURACELL SPEC.ELECTRONICS CR2 10xB1 | 10 | 7.89 | 0.01
69-38-24000 | 790129 | DURACELL SPEC.ELECTRONICS MN2500 AAAA 10xB1 | 10 | 3.99 | 0.04
69-38-01050 | 790150 | DURACELL SPEC.ELECTRONICS MN21 10xB2 | 10 | 3.99 | 0.08
69-38-01080 | 790151 | DURACELL SPEC.ELECTRONICS MN27 10xB1 | 10 | 2.81 | 0.04
69-38-01000 | 790152 | DURACELL SPEC.ELECTRONICS MN11 10xB1 | 10 | 2.81 | 0.04
69-38-00350 | 790160 | DURACELL SPEC.PHOTO ULTRA LITH.123 10xB1 | 10 | 8.13 | 0.04
69-38-01850 | 790180 | DURACELL SPECIALTY EASY TAB 10 10xB6 | 10 | 9.74 | 0.06
69-38-02300 | 790181 | DURACELL SPECIALTY EASY TAB 312 10xB6 | 10 | 9.74 | 0.06
69-38-02850 | 790182 | DURACELL SPECIALTY EASY TAB 13 10xB6 | 10 | 9.74 | 0.06
69-38-01875 | 790183 | DURACELL SPECIALTY EASY TAB 675 10xB6 | 10 | 9.74 | 0.06
ΕΠΑΝΑΦΟΡΤΙΖΟΜΕΝΕΣ ΜΠΑΤΑΡΙΕΣ & ΦΟΡΤΙΣΤΕΣ DURACELL
69-38-40009 | 790200 | DURACELL PRECHARGED ULTRA AA 2500-10xB2 | 10 | 14.56 | 0.1
69-38-40020 | 790201 | DURACELL PRECHARGED ULTRA AAA 850-10xB2 | 10 | 14.29 | 0.1
69-38-40011 | 790202 | DURACELL PRECHARGEABLE PLUS AA1300-10xB2 | 10 | 10.88 | 0.1
69-38-40021 | 790203 | DURACELL PRECHARGEABLE PLUS AAA750-10xB2 | 10 | 11.02 | 0.1
69-41-12001 | 790230 | DURACELL CHARGER VALUE CEF14(2AA+2AAA)x3 | 3 | 43.05 | 0.24

## ΦΑΚΟΙ
ΚΩΔΙΚΟΣ ENEREL | ΚΩΔΙΚΟΣ ΠΡΟΪΟΝΤΟΣ | ΠΕΡΙΓΡΑΦΗ ΠΡΟΪΟΝΤΟΣ | ΣΥΣΚΕΥΑΣΙΑ | ΤΙΜΗ ΜΟΝΑΔΟΣ ENEREL ΟΚΤΩΒΡΙΟΣ 2025 | ΕΙΣΦΟΡΑ ΑΝΑΚ/ΣΗΣ
ΦΑΚΟΙ ΜΠΑΤΑΡΙΑΣ
69-39-14439 | 14439 | SΤΑΝD CMP-9 D-10 | 1*10 | 108.9809 | 1
69-39-04440 | 04440 | CMP-9 | 12*48 | 12.0981 | 0.1
69-39-14441 | 04441 | SΤΑΝD KEY-3 D-20 | 1*20 | 101.8901 | 2
69-39-04441 | 04441 | KEY-3 | 12*48 | 5.8581 | 0.1
69-39-00252 | 00252 | WKL-2 | 1*6 | 36.3161 | 0.6
69-39-00100 | 00100 | CL-1 | 6*24 | 13.0799 | 0.1
69-39-00101 | 00101 | OPTI-1 | 12*24 | 11.4435 | 0.1
69-39-14446 | 14446 | CMP-6C / MAXIMUS LED 5W 350LM 175m | 6*24 | 20.7162 | 0.1
69-39-14443 | 14443 | CMP-8C / MAXIMUS LED 5W 350LM 160m | 6*24 | 19.6253 | 0.1
69-39-00253 | 00253 | MAXIMUS FLN20 100LM | 6 | 16.4726 | 0.1
69-39-14442 | 14442 | MLT-20C | 6*24 | 48.5996 | 0.1
69-39-49454 | 49454 | MAXIMUS 5 W 535LM | 6*24 | 20.7162 | 0.1
69-39-48556 | 49720 | MAXIMUS 300 LNT 350LM | 12 | 19.64 | 0.1
69-39-48557 | 49713 | MAXIMUS 600 LNT 660LM | 6 | 28.47 | 0.1
69-39-60001 | 60001 | EASY 1 | 1*12 | 9.0327 | 0.1
69-39-60002 | 60002 | DUO E | 1*6 | 21.1962 | 0.2
ΦΑΚΟΙ ΕΠΑΝΑΦΟΡΤΙΖΟΜΕΝΟΙ
69-39-20197 | 70010 | XANLIGHT USB LED ΕΡΓΑΣΙΑΣ 450 LM IP44 | 1*8 | 36.43 | 0.3
69-39-20271 |  | XANLITE ΦΑΝΑΡΑΚΙ 1000LM IP65 ΕΠΑΝΑΦ. & ΑΝΤΙΜOS |  | 44.16 | 0.3

## ΦΩΤ. ΚΗΠΟΥ
ΚΩΔΙΚΟΣ ENEREL | ΚΩΔΙΚΟΣ ΠΡΟΪΟΝΤΟΣ | ΠΕΡΙΓΡΑΦΗ ΠΡΟΪΟΝΤΟΣ | ΣΥΣΚΕΥΑΣΙΑ | ΤΙΜΗ ΜΟΝΑΔΟΣ ENEREL ΟΚΤΩΒΡΙΟΣ 2025 | ΕΙΣΦΟΡΑ ΑΝΑΚ/ΣΗΣ
ΦΩΤΙΣΤΙΚΑ ΚΗΠΟΥ ΗΛΙΑΚΑ
69-52-29517 | 29517 | SECURITY | 1 | 33.98 | 0.1
69-52-27865 | 27865 | SECURITY METAL GLASS | 1 | 65.99 | 0.1
69-52-31329 | 31329 | PATHWAY METAL PLASTIC | 4 | 32.84 | 0.4
69-52-32494 | 32494 | STAIRCASE | 4 | 43.98 | 0.4
69-52-24338 | 24338 | SECURITY PLASTIC WHITE | 1 | 41.59 | 0.1
69-52-18413 | 18413 | PATHWAY METAL GLASS ΤΕΤΡΑΓΩΝΟ | 4 | 63.06 | 0.4
69-52-24253 | 24253 | SPOT METAL PLASTIC BLACK | 1 | 42.17 | 0.1
69-52-32463 | 32463 | SPOT METAL PLASTIC GREY | 1 | 45.44 | 0.1
69-52-29531 | 29531 | BATERY 400mAh/3,2V/1,28W/h | 2 | 4.96 | 0.2
ΦΩΤΙΣΤΙΚΑ ΚΗΠΟΥ 18 VOLT
69-34-36430 | 36430 | PATHWAY 42cm ΚΑΦΕ ΜΑΤ | 2 | 56.63 | 0.2
69-34-36829 | 36829 | PATHWAY 42cm VINTAGE | 2 | 56.63 | 0.2
69-34-36492 | 36492 | PATHWAY Φ14,4 Η66,4cm ΚΑΦΕ ΜΑΤ | 2 | 80.08 | 0.2
69-47-06508 | 36508 | ΕΠΙΓΕΙΟ Φ13 Η7,9cm ΚΑΦΕ ΜΑΤ | 2 | 60.88 | 0.2
69-47-36546 | 36546 | Μ/Σ 220/18V IP65 + RHOTO SENSOR | 1 | 47.41 | 0.1

## VELAMP
ΚΩΔΙΚΟΣ ENEREL | ΚΩΔΙΚΟΣ ΠΡΟΪΟΝΤΟΣ | ΠΕΡΙΓΡΑΦΗ ΠΡΟΪΟΝΤΟΣ | ΣΥΣΚΕΥΑΣΙΑ | ΤΙΜΗ ΜΟΝΑΔΟΣ ΕΝΕREL ΟΚΤΩΒΡΙΟΣ 2025
ΦΑΚΟΙ
22-39-00001 | PENLED05 | PENLITE LED: 0,5W LED penlight with touch screen head | 12 | 5.38
22-39-00002 | IN256 | BIG DADDY: 3W COB LED aluminium flashlight with red flashlight and powerful magnet | 12 | 11.47
22-39-00003 | IP05 | IMPULSE: 1W LED flashlight. Aluminium and rubber body. 2AA | 6 | 10.28
22-39-00004 | IN240 | ADVENTURE: 9 LED aluminium flashlight with folder | 6 | 7.2
22-39-00005 | IN247 | STEEL: 10W LED zoomable flashlight | 6 | 10.23
22-39-00006 | IR547 | STEEL RECHARGEABLE: super accessorized 10W LED rechargeable flashlight. With hard case | 6 | 22.66
22-39-00007 | IS404 | TRANSFORMER: 8 SMD + 1 high power LED worklight. With adjustable bracket, hook and magnet | 6 | 9
22-39-00008 | IR471 | DAVY: COB work light + high power flashlight. 2x3W. Multifunction y ricaricable | 6 | 20.24
22-39-00009 | IR551 | 1W LED rechargeable spotlight | 6 | 19.93
22-39-00010 | IH510.DL | 1W LED headlamp with flash function | 6 | 6.29
22-39-00011 | IH535 | ARGO ZOOM EVO: 6W CREE LED headlamp (400lm) with zoom and red backlight. IP44 | 6 | 24.48
22-39-00012 | D85 | ODIN: 3W LED aluminium flashlight. Tactical switch | DISPLAY 12 | 6.29
22-39-00013 | IC207 | PUSHUP: 3AAA mini lantern | 12 | 7.2
22-39-00014 | IC209R | VADOR: Rechargeable lantern 5W. | 4 | 18.09
22-37-00001 | IS748-5-4000K | PADLIGHT5: 20W LED floodlight, IP65, black, 4000K. Motion sensor | 10 | 22.78
22-37-0002 | SPK05 | POLE: LED solar garden light. Plastic with aluminium finish | 24 | 4.47
22-37-0003 | IS529 | WORKSHOP: 10m worklight with switch and metal cage. E27 lamp holder. | 12 | 12.61
22-37-00004 | MG8100 | Starting capacitor for electric motors, 450V, capacity: 10µF, 4 pins / M8. | 10 | 2.85
22-37-00005 | MG8500 | Starting capacitor for electric motors, 450V, capacity: 50µF, 4 pins / M8. | 10 | 8.42
22-37-00006 | MG8600 | Starting capacitor for electric motors, 450V, capacity: 60µF, 4 pins / M8. | 10 | 10.75
22-38-23732 | 23732 | 12V 9Ah rechargeable lead battery FASTON connections | 10 | 35.25
22-38-23788 | 23788 | Rechargeable lead-acid battery 12V 7Ah FASTON connections, 1.7KG | 10 | 20.7
22-08-00001 | LAN6U-305 | Network cable CAT6 UTP 305mt (0,5MM CCA, blue PVC sheath), CPR | 2 BOXES | 110.6

## CANALPLAST
ΚΩΔΙΚΟΣ ENEREL | ΚΩΔΙΚΟΣ ΠΡΟΪΟΝΤΟΣ | ΠΕΡΙΓΡΑΦΗ ΠΡΟΪΟΝΤΟΣ | ΣΥΣΚΕΥΑΣΙΑ | ΤΙΜΗ ΜΟΝΑΔΟΣ ENEREL ΟΚΩΒΡΙΟΣ 2025
|  | ΛΕΥΚΑ ΚΑΝΑΛΙΑ |  | €/m
06-09-00016 | G16BEU | CANALE G 25X30 BIA 9010 | 80 | 1.6
06-09-00023 | G23BEU | CANALE G 40X30 BIA 9010 | 48 | 1.62
06-09-00026 | G26BEU | CANALE G 80X40cgB.9010 | 24 | 4.64
06-09-00027 | G27BEU | CAN G 100X40cgB9010 | 16 | 4.93
06-09-00041 | G41BEU | MINICAN.G 20X10 B 9010 | 120 | 0.71
06-09-00044 | G44BEU | MINICAN.G 25X20 BIA 9010 | 60 | 1.13
06-09-00006 | G6BEU | CANALE G 80X60cg B.9010 | 24 | 5.15
|  | ΤΕΡΜΑΤΙΚΑ ΚΑΝΑΛΙΩΝ |  | €/τεμ.
06-09-00100 | GT100ABEU | TAPPO 100x40/50/60/75/80/100B9010 | 10 | 2.8
06-09-00333 | GT333ABEU | TAPPO 150x60/80/100B 9010 | 10 | 6.48
|  | AΥΤΟΚΟΛΛΗΤΑ ΚΑΝΑΛΙΑ |  | €/m
06-09-00215 | MA215 | MINICAN/ADES. 15x10 | 96 | 1.28
06-09-00221 | MA221 | MINICAN/ADES. 20x10 | 120 | 1.37
06-09-00312 | MA312 | MINIC/ADES.12.5x12.5 | 160 | 1.35